## BoQ1 (hidden)
Percentage BoQ
BoQ_Ver3.1 | Percentage | Normal | INR Only | INR
Select, At Par, Excess (+), Less (-) |  | IOCL
Tender Inviting Authority: <Enter Tender Inviting Authority Details >
Name of Work: LAYING OF UNDERGROUND PE PIPELINE AND LAST MILE CONNECTIVITY AT KOLKATA GA (TWO YEARS ANNUAL RATE CONTRACT (ARC))
Contract No: 052/LEPL/BGCL/001
Name of the Bidder/ Bidding Firm / Company :
PRICE SCHEDULE (This BOQ template must not be modified/replaced by the bidder and the same should be uploaded after filling the relevant columns, else the bidder is liable to be rejected for this tender. Bidders are allowed to enter the Bidder Name and Values only )
NUMBER # | TEXT # | TEXT # | NUMBER # | TEXT # | NUMBER | NUMBER | TEXT | TEXT # | NUMBER # | TEXT# | TEXT # | NUMBER # | NUMBER | NUMBER | NUMBER | NUMBER | TEXT | TEXT | NUMBER | NUMBER | NUMBER | NUMBER | TEXT | TEXT | NUMBER | NUMBER | NUMBER | NUMBER | TEXT | TEXT | NUMBER | NUMBER | NUMBER | NUMBER | TEXT | TEXT | NUMBER | NUMBER | NUMBER | NUMBER | TEXT | TEXT | NUMBER | NUMBER | NUMBER # | NUMBER # | TEXT | TEXT | NUMBER # | NUMBER # | DATE | NUMBER # | NUMBER # | TEXT #
Sl. No. | Item Description | Item Code / Make | Quantity | Units | Estimated Rate in Rs. P |  |  | Addition / Deduction | Addition / Deduction Values | Currency Convertion against each Item | Quoted Currency in INR / Other Currency | BASIC RATE In Figures To be entered by the Bidder Rs. P | Excise Duty | VAT | Freight Charges ( Unloading & Stacking) | Any Other Taxes/Duties/Levies |  |  | Other Taxes 2 | IIIrd Party i.e DGS&D / RITES etc Inspection Charges @0.34%+Service Tax | Less for Cenvat Credit,if any respect of Supplies Under full Excise Duty Category | [30 empty] | TOTAL AMOUNT Without Taxes in Rs. P | TOTAL AMOUNT With Taxes | TOTAL AMOUNT In Words
1 | 2 | 3 | 4 | 5 | 6 | 7 | 8 | 9 | 10 | 11 | 12 | 13 | 14 | 15 | 16 | 17 | 18 | 19 | 20 | 21 | 22 | 23 | 24 | 25 | 26 | 27 | 28 | 29 | 30 | 31 | 32 | 33 | 34 | 35 | 36 | 37 | 38 | 39 | 40 | 41 | 42 | 43 | 44 | 45 | 46 | 47 | 48 | 49 | 50 | 51 | 52 | 7 | 54 | 8
1 | PE PIPELINE | [54 empty] | 1 | PE PIPELINE
2 | Pipe Laying in any type of surface like unprepared surface (Katcha surface)/ Normal Surface/ Hard surface/Pebbles/Cobbles/Boulders/Structures/Rock surface etc using open cut/ Moling (without Casing)/ Moling/Directional Drilling technique (without casing pipe) methodology. | [54 empty] | 2 | Pipe Laying in any type of surface like unprepared surface (Katcha surface)/ Normal Surface/ Hard surface/Pebbles/Cobbles/Boulders/Structures/Rock surface etc using open cut/ Moling (without Casing)/ Moling/Directional Drilling technique (without casing pipe) methodology.
3 | Receipt, Loading, unloading, storing, reloading, tranportation, unloading, stringing and laying of PE100, SDR11 line pipes of all sizes including, proper stacking, identification,and supply of accessories of all sizes & thickness like PE Bends, Couplers, Endcaps, Tee, Reducer, CS / GI to PE Fittings (i.e. Transition Fittings of sizes up to 63 mm), Warning Mat etc. Handling, Stringing / uncoiling, aligning of the PE line pipe on the pipeline Right-of-Use / route, laying / installation of PE line pipe alongwith required accessories as mentioned above as per specification wherever required depending on site condition including execution of all works; Storeage of material in contractor's store, fabrication, access for construction procurement and supply of all materials, consumables, equipments, labour and other inputs. In the case of free issue items, the scope also includes, receiving and loading from Owner's designated store, transportation, unloading and stacking of free issue items at Contractor's store. -Laying of all PE pipe (PE 100 SDR11), Including supply of HDPE casing pipe (in case of HDD (with case).Moling(with case) , Couplers, End caps etc. (Ref. tender document). -Survey of under ground utilities, execution of the work as per specification, including excavation of pits moling with the hole size not exceeding 20% of the pipe dia, jointing and insertion of carrier pipe with casing, testing & commissioning and restoration of the pits to original condition, submission of As-Built Graph as per specifications and the instruction of Engineer-in-charge. -Casing details is as given below:- 1. For 20/32 mm PE pipe (in 75 mm dia. HDPE Casing Pipe, PE 63/80 PN6.0). 2. For 63 mm PE pipe (in 125 mm dia. HDPE Casing Pipe, PE 63/80 PN6.0). 3. For 90 mm pipe (in 180 mm dia. HDPE Casing Pipe, PE 63/80 PN6.0). 4. For 125 mm pipe (in 250 mm dia. HDPE Casing Pipe, PE63/80 PN 6.0). 5. For 180 mm pipe (in 315 mm dia. HDPE Casing Pipe, PE63/80 PN 6.0). | [54 empty] | 3 | Receipt, Loading, unloading, storing, reloading, tranportation, unloading, stringing and laying of PE100, SDR11 line pipes of all sizes including, proper stacking, identification,and supply of accessories of all sizes & thickness like PE Bends, Couplers, Endcaps, Tee, Reducer, CS / GI to PE Fittings (i.e. Transition Fittings of sizes up to 63 mm), Warning Mat etc. Handling, Stringing / uncoiling, aligning of the PE line pipe on the pipeline Right-of-Use / route, laying / installation of PE line pipe alongwith required accessories as mentioned above as per specification wherever required depending on site condition including execution of all works; Storeage of material in contractor's store, fabrication, access for construction procurement and supply of all materials, consumables, equipments, labour and other inputs. In the case of free issue items, the scope also includes, receiving and loading from Owner's designated store, transportation, unloading and stacking of free issue items at Contractor's store. -Laying of all PE pipe (PE 100 SDR11), Including supply of HDPE casing pipe (in case of HDD (with case).Moling(with case) , Couplers, End caps etc. (Ref. tender document). -Survey of under ground utilities, execution of the work as per specification, including excavation of pits moling with the hole size not exceeding 20% of the pipe dia, jointing and insertion of carrier pipe with casing, testing & commissioning and restoration of the pits to original condition, submission of As-Built Graph as per specifications and the instruction of Engineer-in-charge. -Casing details is as given below:- 1. For 20/32 mm PE pipe (in 75 mm dia. HDPE Casing Pipe, PE 63/80 PN6.0). 2. For 63 mm PE pipe (in 125 mm dia. HDPE Casing Pipe, PE 63/80 PN6.0). 3. For 90 mm pipe (in 180 mm dia. HDPE Casing Pipe, PE 63/80 PN6.0). 4. For 125 mm pipe (in 250 mm dia. HDPE Casing Pipe, PE63/80 PN 6.0). 5. For 180 mm pipe (in 315 mm dia. HDPE Casing Pipe, PE63/80 PN 6.0).
4 | Carrying out all temporary, ancillary, auxiliary works required to make the PE pipeline ready for commissioning as per drawings. | [54 empty] | 4 | Carrying out all temporary, ancillary, auxiliary works required to make the PE pipeline ready for commissioning as per drawings.
5 | Specifications, scope of work indicated in PJS and other provisions of Contract document and instructions of Engineer-in-charge, including but not limited to carrying out the following works: | [54 empty] | 5 | Specifications, scope of work indicated in PJS and other provisions of Contract document and instructions of Engineer-in-charge, including but not limited to carrying out the following works:
6 | Surveying of route and detours required at the time of execution, preparation of construction drawings showing survey details and submit same to Owner for review / approval. | [54 empty] | 6 | Surveying of route and detours required at the time of execution, preparation of construction drawings showing survey details and submit same to Owner for review / approval.
7 | Carrying out preliminary activities such as preperation of drawings wherever required for crossing etc. | [54 empty] | 7 | Carrying out preliminary activities such as preperation of drawings wherever required for crossing etc.
8 | Preparation and getting approval of schedules, execution procedures, drawings/ sketches/ wherever required, making trial pits to determine the underground utilities/ services etc., restoration of the abandoned trial pits to original condition. | [54 empty] | 8 | Preparation and getting approval of schedules, execution procedures, drawings/ sketches/ wherever required, making trial pits to determine the underground utilities/ services etc., restoration of the abandoned trial pits to original condition.
9 | Stacking and installation of construction markers, clearing, fencing, grubbing, cutting of trees, full filling all the requirements of various statutory/ environment authorities to the entire satisfaction of concerned authorities, grading of work area. | [54 empty] | 9 | Stacking and installation of construction markers, clearing, fencing, grubbing, cutting of trees, full filling all the requirements of various statutory/ environment authorities to the entire satisfaction of concerned authorities, grading of work area.
10 | Barricading the work area as per local authorities norms & to the satisfaction of Owner/ Eingineer -in- charge, installation of safety signs. | [54 empty] | 10 | Barricading the work area as per local authorities norms & to the satisfaction of Owner/ Eingineer -in- charge, installation of safety signs.
11 | Barricading the pipeline construction area prior to execution of the works as per drawing enclosed with tender document and to the entire satisfaction of owner / engineer- in -charge. | [54 empty] | 11 | Barricading the pipeline construction area prior to execution of the works as per drawing enclosed with tender document and to the entire satisfaction of owner / engineer- in -charge.
12 | Laying using open trench without casing includes survey of under ground utilities (through trial pits), execution of work as per specification including Trenching to all depths by excavation in all types of soils including soft/ rocky strata (Rock Cutting to be paid separately as per SOR serial no.122.00) and different type of pavement / footpath / roads etc. including rock breaking, chiselling or otherwise cutting etc. as required and storing excavated soil, reusable materials at designated area as directed by Engineer in charge and to a width to accommodate the pipeline as per the relevant standard/ specification etc. [The minimum depth of the top of pipeline shall be 1.0 m measured from top of pipeline to the top of undisturbed surface of the soil or as per Specification/ OISD- 226 & PNGRB latest guidelines whichever is higher]. Dewatering of trenches / pits if required as per site condition. Repairing of all damaged utilities if any, and payment of any compensation (if claimed by owner / other utility agencies) | [54 empty] | 12 | Laying using open trench without casing includes survey of under ground utilities (through trial pits), execution of work as per specification including Trenching to all depths by excavation in all types of soils including soft/ rocky strata (Rock Cutting to be paid separately as per SOR serial no.122.00) and different type of pavement / footpath / roads etc. including rock breaking, chiselling or otherwise cutting etc. as required and storing excavated soil, reusable materials at designated area as directed by Engineer in charge and to a width to accommodate the pipeline as per the relevant standard/ specification etc. [The minimum depth of the top of pipeline shall be 1.0 m measured from top of pipeline to the top of undisturbed surface of the soil or as per Specification/ OISD- 226 & PNGRB latest guidelines whichever is higher]. Dewatering of trenches / pits if required as per site condition. Repairing of all damaged utilities if any, and payment of any compensation (if claimed by owner / other utility agencies)
13 | Uncoiling / stringing & aligning of PE pipes, clamping, jointing of the pipe ends / fittings / valves by qualified personnel using approved electro-fusion techniques as per specification. | [54 empty] | 13 | Uncoiling / stringing & aligning of PE pipes, clamping, jointing of the pipe ends / fittings / valves by qualified personnel using approved electro-fusion techniques as per specification.
14 | Installation / lowering the pipeline in trench to required depth as per Tender document, Technical Specification & drawings, supply & placement of HDPE Yellow colour warning mat (refer Tender Document) over the pipeline along the complete route as per standard drawings, data sheets & technical specifications, padding around pipeline including supply of suitable padding material duly approved by EIC, backfilling to its original condition with excavated earth / borrowed select soil/sand duly approved by EIC & its compaction & crowning. At certain specific area of ROU, trench shall be backfilled & compacted and shall be made ready for motorable. All tiles / slabs / curb stones etc removed during excavation shall be placed properly and no seperate payment shall be admissible against this activity. Restoration shall be carried as per separate SOR item mentioned elsewhere in the SOR or to be done by Owner / concerned authorities. | [54 empty] | 14 | Installation / lowering the pipeline in trench to required depth as per Tender document, Technical Specification & drawings, supply & placement of HDPE Yellow colour warning mat (refer Tender Document) over the pipeline along the complete route as per standard drawings, data sheets & technical specifications, padding around pipeline including supply of suitable padding material duly approved by EIC, backfilling to its original condition with excavated earth / borrowed select soil/sand duly approved by EIC & its compaction & crowning. At certain specific area of ROU, trench shall be backfilled & compacted and shall be made ready for motorable. All tiles / slabs / curb stones etc removed during excavation shall be placed properly and no seperate payment shall be admissible against this activity. Restoration shall be carried as per separate SOR item mentioned elsewhere in the SOR or to be done by Owner / concerned authorities.
15 | The scope of work against this item also include Electro-fusion jointing of valves, fittings wherever required and as directed by Engineer-in-charge. | [54 empty] | 15 | The scope of work against this item also include Electro-fusion jointing of valves, fittings wherever required and as directed by Engineer-in-charge.
16 | The scope of work against laying of 20/32 mm pipe also includes works like making of PCC pedastal of grade (1:2:4) and size ( (300mm(L)X200mm(W) XHeight (H)),(H>=300mm & will be as per site condition) ), supply and installation of GI Sleeve (Heavy (C-Class) as per IS-1239), filling of sand and installation of TF (along with supply). | [54 empty] | 16 | The scope of work against laying of 20/32 mm pipe also includes works like making of PCC pedastal of grade (1:2:4) and size ( (300mm(L)X200mm(W) XHeight (H)),(H>=300mm & will be as per site condition) ), supply and installation of GI Sleeve (Heavy (C-Class) as per IS-1239), filling of sand and installation of TF (along with supply).
17 | Pneumatic testing, purging with nitrogen and commissioning as per specification and approved procedures providing all tools and tackles, nitrogen, instruments, manpower and other related accessories and as per the instructions of the Engineer-in-charge. | [54 empty] | 17 | Pneumatic testing, purging with nitrogen and commissioning as per specification and approved procedures providing all tools and tackles, nitrogen, instruments, manpower and other related accessories and as per the instructions of the Engineer-in-charge.
18 | Final clean-up of right-of-use or area disturbed by contractor during their construction activities for laying of pipeline works and disposal of debris and surplus material to designated disposal areas and backfilling of trench and compaction of the same as per satisfaction of Owner and / or as directed by Engineer–in–charge. | [54 empty] | 18 | Final clean-up of right-of-use or area disturbed by contractor during their construction activities for laying of pipeline works and disposal of debris and surplus material to designated disposal areas and backfilling of trench and compaction of the same as per satisfaction of Owner and / or as directed by Engineer–in–charge.
19 | Maintaining the completed pipelines and installation for any defect or failures during defect liability period (i.e. 12 months from date of completion of work) . | [54 empty] | 19 | Maintaining the completed pipelines and installation for any defect or failures during defect liability period (i.e. 12 months from date of completion of work) .
20 | Handing over the completed works to Owner for their operation/ use, reconciliation of material area wise and obtaining "no objection certificate" from Owner/ LEPL. | [54 empty] | 20 | Handing over the completed works to Owner for their operation/ use, reconciliation of material area wise and obtaining "no objection certificate" from Owner/ LEPL.
21 | Preparation and submission of Daily progress report, Laying Graphs / PE line cards on daily basis. | [54 empty] | 21 | Preparation and submission of Daily progress report, Laying Graphs / PE line cards on daily basis.
22 | On completion of gas charging of pipelines. Preparation and submission of As-built drawings, crossings details, termination, utility graphs and deviation statements. | [54 empty] | 22 | On completion of gas charging of pipelines. Preparation and submission of As-built drawings, crossings details, termination, utility graphs and deviation statements.
23 | In case, the minimum required depth is not possible due to site condition, necessary mitigation measures (for minimum top cover of 600mm) shall be required to be taken by contractor in consultation with EIC as per PNGRB Guidelines. No additional payment shall be admissible against the same. However required top cover can further be reduce till 375mm and payment against the same shall be made according to SOR serial no. 61.00 (whichever is applicable). | [54 empty] | 23 | In case, the minimum required depth is not possible due to site condition, necessary mitigation measures (for minimum top cover of 600mm) shall be required to be taken by contractor in consultation with EIC as per PNGRB Guidelines. No additional payment shall be admissible against the same. However required top cover can further be reduce till 375mm and payment against the same shall be made according to SOR serial no. 61.00 (whichever is applicable).
24 | Submission of all documents required for contract closure in numbers as mentioned in contract. | [54 empty] | 24 | Submission of all documents required for contract closure in numbers as mentioned in contract.
25 | Any other activities not mentioned / covered explicitly above, but otherwise required for satisfactory completion / operation / safety / statutory / maintenance of the works shall also be covered under the scope of work and has to be completed by the Contractor within specified schedule at no extra cost to Owner. All the work shall be executed in accordance with the provision of contract. | [54 empty] | 25 | Any other activities not mentioned / covered explicitly above, but otherwise required for satisfactory completion / operation / safety / statutory / maintenance of the works shall also be covered under the scope of work and has to be completed by the Contractor within specified schedule at no extra cost to Owner. All the work shall be executed in accordance with the provision of contract.
26 | 20 mm PE 100 pipe Service line laying upto 4 M length |  | 30000 | Nos. | 3455 |  |  | Excess(+) | 1 | Full Conversion | INR | [40 empty] | 103650000 | 103650000 | #VALUE! |  | 26 | 20 mm PE 100 pipe Service line laying upto 4 M length | 30000 | Nos.
27 | 20 mm PE 100 pipe |  | 5000 | Meter | 485 |  |  | Excess(+) | 1 | Full Conversion | INR | [40 empty] | 2425000 | 2425000 | #VALUE! |  | 27 | 20 mm PE 100 pipe | 5000 | Meter
28 | 32 mm PE 100 pipe |  | 450000 | Meter | 710 |  |  | Excess(+) | 1 | Full Conversion | INR | [40 empty] | 319500000 | 319500000 | #VALUE! |  | 28 | 32 mm PE 100 pipe | 450000 | Meter
29 | 63 mm PE 100 pipe |  | 300000 | Meter | 800 |  |  | Excess(+) | 1 | Full Conversion | INR | [40 empty] | 240000000 | 240000000 | #VALUE! |  | 29 | 63 mm PE 100 pipe | 300000 | Meter
30 | 90 mm PE 100 pipe |  | 150000 | Meter | 1130 |  |  | Excess(+) | 1 | Full Conversion | INR | [40 empty] | 169500000 | 169500000 | #VALUE! |  | 30 | 90 mm PE 100 pipe | 150000 | Meter
31 | 125 mm PE 100 pipe |  | 100000 | Meter | 1480 |  |  | Excess(+) | 1 | Full Conversion | INR | [40 empty] | 148000000 | 148000000 | #VALUE! |  | 31 | 125 mm PE 100 pipe | 100000 | Meter
32 | 180 mm PE 100 pipe |  | 100 | Meter | 2440 |  |  | Excess(+) | 1 | Full Conversion | INR | [40 empty] | 244000 | 244000 | #VALUE! |  | 32 | 180 mm PE 100 pipe | 100 | Meter
33 | MDPE Pipe line laying by moling Method, with casing pipe | [54 empty] | 33 | MDPE Pipe line laying by moling Method, with casing pipe
34 | 20 mm PE 100 pipe (in 50mm dia HDPE casing pipe, PE 63/80 PN6.0) |  | 1000 | Meter | 750 |  |  | Excess(+) | 1 | Full Conversion | INR | [40 empty] | 750000 | 750000 | #VALUE! |  | 34 | 20 mm PE 100 pipe (in 50mm dia HDPE casing pipe, PE 63/80 PN6.0) | 1000 | Meter
35 | 32 mm PE 100 pipe (in 75mm dia HDPE casing pipe, PE 63/80 PN6.0) |  | 4500 | Meter | 1300 |  |  | Excess(+) | 1 | Full Conversion | INR | [40 empty] | 5850000 | 5850000 | #VALUE! |  | 35 | 32 mm PE 100 pipe (in 75mm dia HDPE casing pipe, PE 63/80 PN6.0) | 4500 | Meter
36 | 63 mm PE 100 pipe (in 125mm dia HDPE casing pipe, PE 63/80 PN6.0) |  | 3000 | Meter | 1760 |  |  | Excess(+) | 1 | Full Conversion | INR | [40 empty] | 5280000 | 5280000 | #VALUE! |  | 36 | 63 mm PE 100 pipe (in 125mm dia HDPE casing pipe, PE 63/80 PN6.0) | 3000 | Meter
37 | 90 mm PE 100 pipe (in 180mm dia HDPE casing pipe, PE 63/80 PN6.0) |  | 1500 | Meter | 3290 |  |  | Excess(+) | 1 | Full Conversion | INR | [40 empty] | 4935000 | 4935000 | #VALUE! |  | 37 | 90 mm PE 100 pipe (in 180mm dia HDPE casing pipe, PE 63/80 PN6.0) | 1500 | Meter
38 | 125 mm PE 100 pipe (in 250mm dia HDPE casing pipe, PE 63/80 PN6.0) |  | 1000 | Meter | 5290 |  |  | Excess(+) | 1 | Full Conversion | INR | [40 empty] | 5290000 | 5290000 | #VALUE! |  | 38 | 125 mm PE 100 pipe (in 250mm dia HDPE casing pipe, PE 63/80 PN6.0) | 1000 | Meter
39 | 180 mm PE 100 pipe (in 350mm dia HDPE casing pipe, PE 63/80 PN6.0) |  | 50 | Meter | 8490 |  |  | Excess(+) | 1 | Full Conversion | INR | [40 empty] | 424500 | 424500 | #VALUE! |  | 39 | 180 mm PE 100 pipe (in 350mm dia HDPE casing pipe, PE 63/80 PN6.0) | 50 | Meter
40 | MDPE Pipe line laying by HDD Method, with casing pipe | [54 empty] | 40 | MDPE Pipe line laying by HDD Method, with casing pipe
41 | Survey of the under ground utilities, submission of HDD profile for approval (excluding road and nalla crossings), execution of the work as per the standard procedure attached, including excavation of the pits, Jointing of casing and carrier pipe and insertion of the carrier pipe in casing of dia ranging from 110mm to 160mm for 63 mm, 200mm to 250 mm dia for 125 mm dia MDPE and 250 mm to 315 dia for 180 mm MDPE, subsequent sealing, backfilling, compaction, submission of as built graphs, final HDD profiles as per attached specification and the instruction of EIC / Site Engineer of Owner. The other activities are as per SOR serial no. 2.00 and as detailed in specification and as per the instructions of the EIC / Site engineer of Owner. The payment shall be made for length of casing pipe laid in HDD, remaining carrier pipe length without casing shall be paid under SOR serial no. 2.00, Supply of HDPE pipe is in vendor's scope. | [54 empty] | 41 | Survey of the under ground utilities, submission of HDD profile for approval (excluding road and nalla crossings), execution of the work as per the standard procedure attached, including excavation of the pits, Jointing of casing and carrier pipe and insertion of the carrier pipe in casing of dia ranging from 110mm to 160mm for 63 mm, 200mm to 250 mm dia for 125 mm dia MDPE and 250 mm to 315 dia for 180 mm MDPE, subsequent sealing, backfilling, compaction, submission of as built graphs, final HDD profiles as per attached specification and the instruction of EIC / Site Engineer of Owner. The other activities are as per SOR serial no. 2.00 and as detailed in specification and as per the instructions of the EIC / Site engineer of Owner. The payment shall be made for length of casing pipe laid in HDD, remaining carrier pipe length without casing shall be paid under SOR serial no. 2.00, Supply of HDPE pipe is in vendor's scope.
42 | 32 mm PE 100 pipe (in 75mm dia HDPE casing pipe, PE 63/80 PN6.0) |  | 4500 | Meter | 1270 |  |  | Excess(+) | 1 | Full Conversion | INR | [40 empty] | 5715000 | 5715000 | #VALUE! |  | 42 | 32 mm PE 100 pipe (in 75mm dia HDPE casing pipe, PE 63/80 PN6.0) | 4500 | Meter
43 | 63 mm PE 100 pipe (in 125mm dia HDPE casing pipe, PE 63/80 PN6.0) |  | 3000 | Meter | 2770 |  |  | Excess(+) | 1 | Full Conversion | INR | [40 empty] | 8310000 | 8310000 | #VALUE! |  | 43 | 63 mm PE 100 pipe (in 125mm dia HDPE casing pipe, PE 63/80 PN6.0) | 3000 | Meter
44 | 90 mm PE 100 pipe (in 180mm dia HDPE casing pipe, PE 63/80 PN6.0) |  | 1500 | Meter | 4190 |  |  | Excess(+) | 1 | Full Conversion | INR | [40 empty] | 6285000 | 6285000 | #VALUE! |  | 44 | 90 mm PE 100 pipe (in 180mm dia HDPE casing pipe, PE 63/80 PN6.0) | 1500 | Meter
45 | 125 mm PE 100 pipe (in 250mm dia HDPE casing pipe, PE 63/80 PN6.0) |  | 1000 | Meter | 5770 |  |  | Excess(+) | 1 | Full Conversion | INR | [40 empty] | 5770000 | 5770000 | #VALUE! |  | 45 | 125 mm PE 100 pipe (in 250mm dia HDPE casing pipe, PE 63/80 PN6.0) | 1000 | Meter
46 | 180 mm PE 100 pipe (in 350mm dia HDPE casing pipe, PE 63/80 PN6.0) |  | 50 | Meter | 3560 |  |  | Excess(+) | 1 | Full Conversion | INR | [40 empty] | 178000 | 178000 | #VALUE! |  | 46 | 180 mm PE 100 pipe (in 350mm dia HDPE casing pipe, PE 63/80 PN6.0) | 50 | Meter
47 | NOTE | [54 empty] | 47 | NOTE
48 | The lengths of pipelines are tentative. | [54 empty] | 48 | The lengths of pipelines are tentative.
49 | For restoration of asphalt / concrete roads, the item for construction of asphalt top / concrete top / Tiles/Stone slab/Paver Blocks/Curb Stones shall be paid separately as per the rates quoted for the same elsewhere in the SOR. | [54 empty] | 49 | For restoration of asphalt / concrete roads, the item for construction of asphalt top / concrete top / Tiles/Stone slab/Paver Blocks/Curb Stones shall be paid separately as per the rates quoted for the same elsewhere in the SOR.
50 | Pipeline shall be laid upto a depth not more than 1.4 m. | [54 empty] | 50 | Pipeline shall be laid upto a depth not more than 1.4 m.
51 | In case quantity increases beyond 4 meter (against SOR serial no. 26.00) payment towards additional length shall be paid as per SOR serial no. 27.00 | [54 empty] | 51 | In case quantity increases beyond 4 meter (against SOR serial no. 26.00) payment towards additional length shall be paid as per SOR serial no. 27.00
52 | For PE laying through casing pipe ,payment for length of PE pipe will be done as per casing pipe length. | [54 empty] | 52 | For PE laying through casing pipe ,payment for length of PE pipe will be done as per casing pipe length.
53 | Payment for items above under pipeline laying in all type of rocky strata shall be made only whereever hard rock is existing and supply and installationj of padding materails(i.e. sand/soft soil)shall be done as per the direction of EIC.Bidders to quote accordingly. | [54 empty] | 53 | Payment for items above under pipeline laying in all type of rocky strata shall be made only whereever hard rock is existing and supply and installationj of padding materails(i.e. sand/soft soil)shall be done as per the direction of EIC.Bidders to quote accordingly.
54 | Restoration | [54 empty] | 54 | Restoration
55 | Restoration of the roads, pavements, channels, footpaths, tiles, stones etc. to original condition including supply of the approved quality material required, as per local authorities norms, obtaining NOC from concerned local authorities / land owners / third party inspection agencies (if any) designated by owner and to the satisfaction of Engineer-in-charge. | [54 empty] | 55 | Restoration of the roads, pavements, channels, footpaths, tiles, stones etc. to original condition including supply of the approved quality material required, as per local authorities norms, obtaining NOC from concerned local authorities / land owners / third party inspection agencies (if any) designated by owner and to the satisfaction of Engineer-in-charge.
56 | Asphalting |  | 34840 | Meter | 460 |  |  | Excess(+) | 1 | Full Conversion | INR | [40 empty] | 16026400 | 16026400 | #VALUE! |  | 56 | Asphalting | 34840 | Meter
57 | Cement Concrete |  | 34840 | Meter | 1140 |  |  | Excess(+) | 1 | Full Conversion | INR | [40 empty] | 39717600 | 39717600 | #VALUE! |  | 57 | Cement Concrete | 34840 | Meter
58 | Tiles / Paver / Blocks / Curb Stones, Red sand stone |  | 87090 | Meter | 470 |  |  | Excess(+) | 1 | Full Conversion | INR | [40 empty] | 40932300 | 40932300 | #VALUE! |  | 58 | Tiles / Paver / Blocks / Curb Stones, Red sand stone | 87090 | Meter
59 | Brick Soling / Channels, etc. |  | 52229 | Meter | 335 |  |  | Excess(+) | 1 | Full Conversion | INR | [40 empty] | 17496715 | 17496715 | #VALUE! |  | 59 | Brick Soling / Channels, etc. | 52229 | Meter
60 | Providing, hoisting and placing of 75 mm thick precast reinforced cement concrete slab of M-20 grade over pipeline as mechanical protection including the cost of required centering, shuttering, reinforcement complete as per tender drawing and direction of the EIC. Note:- Size (Length x Width) of the precast slab will be decided as per site condition and as per instruction of EIC. Precast slab will be placed in multiple number and various location as per site condition and as per instruction of EIC. |  | 50 | Cubic Meter | 9960 |  |  | Excess(+) | 1 | Full Conversion | INR | [40 empty] | 498000 | 498000 | #VALUE! |  | 60 | Providing, hoisting and placing of 75 mm thick precast reinforced cement concrete slab of M-20 grade over pipeline as mechanical protection including the cost of required centering, shuttering, reinforcement complete as per tender drawing and direction of the EIC. Note:- Size (Length x Width) of the precast slab will be decided as per site condition and as per instruction of EIC. Precast slab will be placed in multiple number and various location as per site condition and as per instruction of EIC. | 50 | Cubic Meter
61 | Pipe laying inside Private Property i.e Multistory buildings / apartments with no movement of Heavy Vehicles, surrounded with Boundary wall where pipe top cover could not be achieved 600 mm. | [54 empty] | 61 | Pipe laying inside Private Property i.e Multistory buildings / apartments with no movement of Heavy Vehicles, surrounded with Boundary wall where pipe top cover could not be achieved 600 mm.
62 | Minimum pipe top cover of 375 mm is required and the line pressure shall not exceed 110mbar. | [54 empty] | 62 | Minimum pipe top cover of 375 mm is required and the line pressure shall not exceed 110mbar.
63 | Necessary mitigation measures such as RCC slab (150mm thick and 300mm width) at the top, the RCC slab of the roof of basement shall be treated as bottom. There shall be sand filling across three sides of the line pipe of 100mm each shall be required to be taken by contractor in consultation with EIC as per latest PNGRB Guidelines. No additional payment shall be admissible against the same. | [54 empty] | 63 | Necessary mitigation measures such as RCC slab (150mm thick and 300mm width) at the top, the RCC slab of the roof of basement shall be treated as bottom. There shall be sand filling across three sides of the line pipe of 100mm each shall be required to be taken by contractor in consultation with EIC as per latest PNGRB Guidelines. No additional payment shall be admissible against the same.
64 | Receipt, Loading, unloading, storing, reloading, tranportation, unloading, stringing and laying of 20mm, 32mm & 63mm PE pipe (PE 100 SDR11) including proper stacking, identification,and supply of accessories of below mentioned sizes & all thickness like PE Bends, Couplers, Endcaps, Tee, Reducer, CS / GI to PE Fittings (i.e. Transition Fittings of sizes 20 mm to 63 mm), Warning Mat etc. Handling, Stringing / uncoiling, aligning of the PE line pipe on the pipeline Right-of-Use / route , laying / installation of PE line pipe alongwith required accessories as mentioned above as per specification wherever required depending on site condition including execution of all works; Storage of material in contractor's store, fabrication, access for construction procurement and supply of all materials, consumables,equipments, labour and other inputs. In the case of free issue items, the scope also includes, receiving and loading from Owner's designated store, transportation, unloading and stacking of free issue items at Contractor's store. | [54 empty] | 64 | Receipt, Loading, unloading, storing, reloading, tranportation, unloading, stringing and laying of 20mm, 32mm & 63mm PE pipe (PE 100 SDR11) including proper stacking, identification,and supply of accessories of below mentioned sizes & all thickness like PE Bends, Couplers, Endcaps, Tee, Reducer, CS / GI to PE Fittings (i.e. Transition Fittings of sizes 20 mm to 63 mm), Warning Mat etc. Handling, Stringing / uncoiling, aligning of the PE line pipe on the pipeline Right-of-Use / route , laying / installation of PE line pipe alongwith required accessories as mentioned above as per specification wherever required depending on site condition including execution of all works; Storage of material in contractor's store, fabrication, access for construction procurement and supply of all materials, consumables,equipments, labour and other inputs. In the case of free issue items, the scope also includes, receiving and loading from Owner's designated store, transportation, unloading and stacking of free issue items at Contractor's store.
65 | Carrying out all temporary, ancillary, auxiliary works required to make the PE pipeline ready for commissioning as per drawing. | [54 empty] | 65 | Carrying out all temporary, ancillary, auxiliary works required to make the PE pipeline ready for commissioning as per drawing.
66 | Surveying of route and detours required at the time of execution, preparation of construction drawings showing survey details, and submit same to Owner for review / approval. | [54 empty] | 66 | Surveying of route and detours required at the time of execution, preparation of construction drawings showing survey details, and submit same to Owner for review / approval.
67 | Preparation and getting approval of schedules, execution procedures, drawings/ sketches/ wherever required, making trial pits to determine the underground utilities/ services etc., restoration of the abandoned trial pits to original condition. | [54 empty] | 67 | Preparation and getting approval of schedules, execution procedures, drawings/ sketches/ wherever required, making trial pits to determine the underground utilities/ services etc., restoration of the abandoned trial pits to original condition.
68 | Barricading the pipeline construction area prior to execution of the works as per drawing enclosed with tender document and to the entire satisfaction of owner / engineer- in -charge. | [54 empty] | 68 | Barricading the pipeline construction area prior to execution of the works as per drawing enclosed with tender document and to the entire satisfaction of owner / engineer- in -charge.
69 | Laying using open trench without casing includes survey of under ground utilities (through trial pits), execution of work as per specification including Trenching to all depths by excavation in all types of soils including soft/ rocky strata (Rock Cutting to be paid separately as per SOR serial no. 122.00) and different type of pavement / footpath / roads etc. including rock breaking, chiselling or otherwise cutting etc. as required and storing excavated soil, reusable materials at designated area as directed by Engineer in charge and to a width to accommodate the pipeline as per the relevant standard/ specification etc. [The minimum depth of the top of pipeline shall be 1.0 m measured from top of pipeline to the top of undisturbed surface of the soil or as per Specification/ OISD- 226 & PNGRB latest guidelines whichever is higher]. Dewatering of trenches / pits if required as per site condition. Repairing of all damaged utilities if any, and payment of any compensation (if claimed by owner / other utility agencies) | [54 empty] | 69 | Laying using open trench without casing includes survey of under ground utilities (through trial pits), execution of work as per specification including Trenching to all depths by excavation in all types of soils including soft/ rocky strata (Rock Cutting to be paid separately as per SOR serial no. 122.00) and different type of pavement / footpath / roads etc. including rock breaking, chiselling or otherwise cutting etc. as required and storing excavated soil, reusable materials at designated area as directed by Engineer in charge and to a width to accommodate the pipeline as per the relevant standard/ specification etc. [The minimum depth of the top of pipeline shall be 1.0 m measured from top of pipeline to the top of undisturbed surface of the soil or as per Specification/ OISD- 226 & PNGRB latest guidelines whichever is higher]. Dewatering of trenches / pits if required as per site condition. Repairing of all damaged utilities if any, and payment of any compensation (if claimed by owner / other utility agencies)
70 | Uncoiling / stringing & aligning of PE pipes, clamping, jointing of the pipe ends / fittings / valves by qualified personnel using approved electro-fusion techniques as per specification. | [54 empty] | 70 | Uncoiling / stringing & aligning of PE pipes, clamping, jointing of the pipe ends / fittings / valves by qualified personnel using approved electro-fusion techniques as per specification.
71 | Installation / lowering the pipeline in trench to required depth, supply & placement of HDPE Yellow colour warning mat (refer tender document) over the pipeline along the complete route and backfilling to its original condition with excavated earth / borrowed select soil / sand duly approved by EIC & its compaction & crowning. At certain specific area of ROU, trench shall be backfilled & compacted and shall be made ready for motorable. All tiles / slabs / curb stones etc removed during excavation shall be placed properly and no seperate payment shall be admissible against this activity. Restoration shall be carried as per separate SOR item mentioned elsewhere in the SOR or to be done by Owner / concerned authorities. | [54 empty] | 71 | Installation / lowering the pipeline in trench to required depth, supply & placement of HDPE Yellow colour warning mat (refer tender document) over the pipeline along the complete route and backfilling to its original condition with excavated earth / borrowed select soil / sand duly approved by EIC & its compaction & crowning. At certain specific area of ROU, trench shall be backfilled & compacted and shall be made ready for motorable. All tiles / slabs / curb stones etc removed during excavation shall be placed properly and no seperate payment shall be admissible against this activity. Restoration shall be carried as per separate SOR item mentioned elsewhere in the SOR or to be done by Owner / concerned authorities.
72 | The scope of work against laying of 20/32 mm pipe also includes works like making of PCC pedastal of grade (1:2:4) and size ( (300mm(L)X200mm(W) XHeight (H)),(H>=300mm & will be as per site condition) ), supply and installation of GI Sleeve (Heavy (C-Class) as per IS-1239), filling of sand and installation of TF (along with supply). | [54 empty] | 72 | The scope of work against laying of 20/32 mm pipe also includes works like making of PCC pedastal of grade (1:2:4) and size ( (300mm(L)X200mm(W) XHeight (H)),(H>=300mm & will be as per site condition) ), supply and installation of GI Sleeve (Heavy (C-Class) as per IS-1239), filling of sand and installation of TF (along with supply).
73 | Pneumatic testing, purging with nitrogen and commissioning as per specification and approved procedures providing all tools and tackles, nitrogen, instruments, manpower and other related accessories and as per the instructions of the Engineer-in-charge. | [54 empty] | 73 | Pneumatic testing, purging with nitrogen and commissioning as per specification and approved procedures providing all tools and tackles, nitrogen, instruments, manpower and other related accessories and as per the instructions of the Engineer-in-charge.
74 | Final clean-up of right-of-use or area disturbed by contractor during their construction activities for laying of pipeline works and disposal of debris and surplus material to designated disposal areas and backfilling of trench and compaction of the same as per satisfaction of Owner and / or as directed by Engineer–in–charge. | [54 empty] | 74 | Final clean-up of right-of-use or area disturbed by contractor during their construction activities for laying of pipeline works and disposal of debris and surplus material to designated disposal areas and backfilling of trench and compaction of the same as per satisfaction of Owner and / or as directed by Engineer–in–charge.
75 | Maintaining the completed pipelines and installation for any defect or failures during defect liability period (i.e. 12 months from date of completion of work) . | [54 empty] | 75 | Maintaining the completed pipelines and installation for any defect or failures during defect liability period (i.e. 12 months from date of completion of work) .
76 | Handing over the completed works to Owner for their operation/ use, reconciliation of material area wise and obtaining "no objection certificate" from Owner/ Consultant. | [54 empty] | 76 | Handing over the completed works to Owner for their operation/ use, reconciliation of material area wise and obtaining "no objection certificate" from Owner/ Consultant.
77 | On completion of gas charging of pipelines. Preparation and submission of As-built drawings, crossings details, termination, utility graphs and deviation statements. | [54 empty] | 77 | On completion of gas charging of pipelines. Preparation and submission of As-built drawings, crossings details, termination, utility graphs and deviation statements.
78 | Any other activities not mentioned / covered explicitly above, but otherwise required for satisfactory completion / operation / safety / statutory / maintenance of the works shall also be covered under the scope of work and has to be completed by the Contractor within specified schedule at no extra cost to Owner. All the work shall be executed in accordance with the provision of contract. | [54 empty] | 78 | Any other activities not mentioned / covered explicitly above, but otherwise required for satisfactory completion / operation / safety / statutory / maintenance of the works shall also be covered under the scope of work and has to be completed by the Contractor within specified schedule at no extra cost to Owner. All the work shall be executed in accordance with the provision of contract.
79 | 20 mm PE 100 pipe / 32 mm PE 100 pipe |  | 10000 | Meter | 788 |  |  | Excess(+) | 1 | Full Conversion | INR | [40 empty] | 7880000 | 7880000 | #VALUE! |  | 79 | 20 mm PE 100 pipe / 32 mm PE 100 pipe | 10000 | Meter
80 | 63 mm PE 100 pipe |  | 3000 | Meter | 850 |  |  | Excess(+) | 1 | Full Conversion | INR | [40 empty] | 2550000 | 2550000 | #VALUE! |  | 80 | 63 mm PE 100 pipe | 3000 | Meter
81 | Supply of GI/ MS/ Concrete Sleeves (wherever required as a Special Case as per instructions of the Engineer-in-charge) | [54 empty] | 81 | Supply of GI/ MS/ Concrete Sleeves (wherever required as a Special Case as per instructions of the Engineer-in-charge)
82 | Supply, installation of sleeve, insertion of pipe, sealing the annuals, firm fixing of Sleeves with concrete mix. Breaking through any obstructions and their subsequent restoration, as per specifications and instructions of the Engineer-in-charge. GI/MS Pipes shall be Heavy (C-Class) as per IS-1239 | [54 empty] | 82 | Supply, installation of sleeve, insertion of pipe, sealing the annuals, firm fixing of Sleeves with concrete mix. Breaking through any obstructions and their subsequent restoration, as per specifications and instructions of the Engineer-in-charge. GI/MS Pipes shall be Heavy (C-Class) as per IS-1239
83 | GI Sleeves /Concrete Sleeves | [54 empty] | 83 | GI Sleeves /Concrete Sleeves
84 | 2 1/2” NB, 1’ Length |  | 25 | Nos. | 310 |  |  | Excess(+) | 1 | Full Conversion | INR | [40 empty] | 7750 | 7750 | #VALUE! |  | 84 | 2 1/2” NB, 1’ Length | 25 | Nos.
85 | 4” NB, 1’ Length |  | 25 | Nos. | 540 |  |  | Excess(+) | 1 | Full Conversion | INR | [40 empty] | 13500 | 13500 | #VALUE! |  | 85 | 4” NB, 1’ Length | 25 | Nos.
86 | MS Enamel Coated | [54 empty] | 86 | MS Enamel Coated
87 | 4” NB, 3’ Length |  | 25 | Nos. | 1230 |  |  | Excess(+) | 1 | Full Conversion | INR | [40 empty] | 30750 | 30750 | #VALUE! |  | 87 | 4” NB, 3’ Length | 25 | Nos.
88 | Concrete Sleeve (NP-2 Class) | [54 empty] | 88 | Concrete Sleeve (NP-2 Class)
89 | 4” NB, 3’ Length |  | 25 | Nos. | 310 |  |  | Excess(+) | 1 | Full Conversion | INR | [40 empty] | 7750 | 7750 | #VALUE! |  | 89 | 4” NB, 3’ Length | 25 | Nos.
90 | 6” NB, 3’ Length |  | 25 | Nos. | 490 |  |  | Excess(+) | 1 | Full Conversion | INR | [40 empty] | 12250 | 12250 | #VALUE! |  | 90 | 6” NB, 3’ Length | 25 | Nos.
91 | The decision regarding use of type of sleeves to be used at various locations shall be made by Engineer In-Charge / Owner | [54 empty] | 91 | The decision regarding use of type of sleeves to be used at various locations shall be made by Engineer In-Charge / Owner
92 | Installation of valve in pit including supply of valves | [54 empty] | 92 | Installation of valve in pit including supply of valves
93 | Supply of isolation valves (as per data sheet) and installtion of valves in the valve pits as per typical drawing and specification enclosed and instructions of Engineer-in-charge. Payment of valve pits shall be paid separately as per SOR. | [54 empty] | 93 | Supply of isolation valves (as per data sheet) and installtion of valves in the valve pits as per typical drawing and specification enclosed and instructions of Engineer-in-charge. Payment of valve pits shall be paid separately as per SOR.
94 | PE Valve 32 mm dia |  | 400 | Nos. | 6750 |  |  | Excess(+) | 1 | Full Conversion | INR | [40 empty] | 2700000 | 2700000 | #VALUE! |  | 94 | PE Valve 32 mm dia | 400 | Nos.
95 | PE Valve 63 mm dia |  | 150 | Nos. | 14920 |  |  | Excess(+) | 1 | Full Conversion | INR | [40 empty] | 2238000 | 2238000 | #VALUE! |  | 95 | PE Valve 63 mm dia | 150 | Nos.
96 | PE Valve 90 mm dia |  | 150 | Nos. | 22870 |  |  | Excess(+) | 1 | Full Conversion | INR | [40 empty] | 3430500 | 3430500 | #VALUE! |  | 96 | PE Valve 90 mm dia | 150 | Nos.
97 | PE Valve 125mm dia |  | 100 | Nos. | 31000 |  |  | Excess(+) | 1 | Full Conversion | INR | [40 empty] | 3100000 | 3100000 | #VALUE! |  | 97 | PE Valve 125mm dia | 100 | Nos.
98 | PE Valve 180mm dia |  | 5 | Nos. | 46660 |  |  | Excess(+) | 1 | Full Conversion | INR | [40 empty] | 233300 | 233300 | #VALUE! |  | 98 | PE Valve 180mm dia | 5 | Nos.
99 | Construction of Valve Pits as per the enclosed tender drawing and specification. The item includes supply of all the material including Pre-cast RCC cover, shuttering, reinforcement, labour, curing etc as per the drgs, specification and instruction of EIC. | [54 empty] | 99 | Construction of Valve Pits as per the enclosed tender drawing and specification. The item includes supply of all the material including Pre-cast RCC cover, shuttering, reinforcement, labour, curing etc as per the drgs, specification and instruction of EIC.
100 | Type-I having Internal size of Minimum 1000 x 1000mm |  | 500 | Nos | 34700 |  |  | Excess(+) | 1 | Full Conversion | INR | [40 empty] | 17350000 | 17350000 | #VALUE! |  | 100 | Type-I having Internal size of Minimum 1000 x 1000mm | 500 | Nos
101 | Type-II having Internal size of Minimum 600 x 600mm |  | 300 | Nos | 21200 |  |  | Excess(+) | 1 | Full Conversion | INR | [40 empty] | 6360000 | 6360000 | #VALUE! |  | 101 | Type-II having Internal size of Minimum 600 x 600mm | 300 | Nos
102 | Note: The tender drawing enclosed is only for reference purpose and contractor shall be required to prepare drawings (in line with reference tender drawing) for specific sizes of Valve pits and the same shall be approved by EIC. | [54 empty] | 102 | Note: The tender drawing enclosed is only for reference purpose and contractor shall be required to prepare drawings (in line with reference tender drawing) for specific sizes of Valve pits and the same shall be approved by EIC.
103 | Fabrication & Installation of Markers | [54 empty] | 103 | Fabrication & Installation of Markers
104 | RCC Route Markers | [54 empty] | 104 | RCC Route Markers
105 | Supply, fabrication and installation of RCC route markers as per the attached drawing in technical volume, along the route including all associated civil works such as excavation and construction in all types of soils, construction and pedestals and grouting with concrete. |  | 15000 | Nos. | 580 |  |  | Excess(+) | 1 | Full Conversion | INR | [40 empty] | 8700000 | 8700000 | #VALUE! |  | 105 | Supply, fabrication and installation of RCC route markers as per the attached drawing in technical volume, along the route including all associated civil works such as excavation and construction in all types of soils, construction and pedestals and grouting with concrete. | 15000 | Nos.
106 | Pole Markers with Foundation | [54 empty] | 106 | Pole Markers with Foundation
107 | Supply, fabrication and installation of plate markers as per the attached drawings in technical volume including all associated civil works such as excavation and construction in all types of soils, construction and pedestals and grouting with concrete, cleaning, stencil let. |  | 5000 | Nos. | 3270 |  |  | Excess(+) | 1 | Full Conversion | INR | [40 empty] | 16350000 | 16350000 | #VALUE! |  | 107 | Supply, fabrication and installation of plate markers as per the attached drawings in technical volume including all associated civil works such as excavation and construction in all types of soils, construction and pedestals and grouting with concrete, cleaning, stencil let. | 5000 | Nos.
108 | Warning Plate Markers | [54 empty] | 108 | Warning Plate Markers
109 | Supply, fabrication and installation of plate markers, including application of approved color and quality of primer and paint, stencil letter cutting of lettering, numbers, direction, etc. as per the attached drawing in technical volume to be installed near regulator. |  | 30000 | Nos | 600 |  |  | Excess(+) | 1 | Full Conversion | INR | [40 empty] | 18000000 | 18000000 | #VALUE! |  | 109 | Supply, fabrication and installation of plate markers, including application of approved color and quality of primer and paint, stencil letter cutting of lettering, numbers, direction, etc. as per the attached drawing in technical volume to be installed near regulator. | 30000 | Nos
110 | Liaisoning with Land Owning Agencies for Permission | [54 empty] | 110 | Liaisoning with Land Owning Agencies for Permission
111 | Submission of applications as per approved drawing provided by owner / owner's representative (Initial Route survey, prepartion of drawing, measuring and providing details of surface type shall be in scope of contractor), obtaining and submission of demand note, coordination, Liaisoning, obtaining written permission from land owing agencies like NHAI, AAI,Indian Railways and any other government agencies who maintains the public lands and agencies owing Private lands etc. (all fee paid to authorities excluding demand charges or Bank Guarantees shall be reimbursed against documentary evidence). This rates are not applicable for Private lands i.e. Apartments etc. Permissions required from various authorities like NHAI / Railways / Irrigation (Canal) etc. falling enroute shall be inclusive in the item rate. |  | 1000 | KM | 23760 |  |  | Excess(+) | 1 | Full Conversion | INR | [40 empty] | 23760000 | 23760000 | #VALUE! |  | 111 | Submission of applications as per approved drawing provided by owner / owner's representative (Initial Route survey, prepartion of drawing, measuring and providing details of surface type shall be in scope of contractor), obtaining and submission of demand note, coordination, Liaisoning, obtaining written permission from land owing agencies like NHAI, AAI,Indian Railways and any other government agencies who maintains the public lands and agencies owing Private lands etc. (all fee paid to authorities excluding demand charges or Bank Guarantees shall be reimbursed against documentary evidence). This rates are not applicable for Private lands i.e. Apartments etc. Permissions required from various authorities like NHAI / Railways / Irrigation (Canal) etc. falling enroute shall be inclusive in the item rate. | 1000 | KM
112 | Construction of RCC structure for protection of service line for drain/nallah Crossings | [54 empty] | 112 | Construction of RCC structure for protection of service line for drain/nallah Crossings
113 | Construction of Non suspended slabs/pavement slabs including pedestal/ramp etc.using reinforced cement concrete of M-25 grade (Concrete shall be design mix/nominal mix with 20 mm & down size graded crushed stone aggregates) to protect the PE pipe laid. All necessary form work, finishing the top surface rough/smooth as required in any position, shape, level and thickness etc. shall be as specified and directed by EIC. The rates shall include grouting of pockets, supply of all material, tools, reinforcement steel etc. |  | 30 | M3 | 2140 |  |  | Excess(+) | 1 | Full Conversion | INR | [40 empty] | 64200 | 64200 | #VALUE! |  | 113 | Construction of Non suspended slabs/pavement slabs including pedestal/ramp etc.using reinforced cement concrete of M-25 grade (Concrete shall be design mix/nominal mix with 20 mm & down size graded crushed stone aggregates) to protect the PE pipe laid. All necessary form work, finishing the top surface rough/smooth as required in any position, shape, level and thickness etc. shall be as specified and directed by EIC. The rates shall include grouting of pockets, supply of all material, tools, reinforcement steel etc. | 30 | M3
114 | GPR Survey ( Scope includes submission of GPR survey report before/after obtaining permission for excavation from land owning agencies with complete satisfaction of the land owning agnency & Owner) | [54 empty] | 114 | GPR Survey ( Scope includes submission of GPR survey report before/after obtaining permission for excavation from land owning agencies with complete satisfaction of the land owning agnency & Owner)
115 | GPR Survey - Length up to 100 meter |  | 50 | Nos. | 8260 |  |  | Excess(+) | 1 | Full Conversion | INR | [40 empty] | 413000 | 413000 | #VALUE! |  | 115 | GPR Survey - Length up to 100 meter | 50 | Nos.
116 | GPR Survey - Length more than 100 meter |  | 100000 | RM | 52 |  |  | Excess(+) | 1 | Full Conversion | INR | [40 empty] | 5200000 | 5200000 | #VALUE! |  | 116 | GPR Survey - Length more than 100 meter | 100000 | RM
117 | GIS Survey | [54 empty] | 117 | GIS Survey
118 | GIS data shall be collected of laid MDPE pipeline network. Data like Geo Co-ordinates (latitude, longitude) of Pipeline and related features like fittings, valves, FRS, MRS, Markers etc. shall be collected as per given procedure along with 6 m land base corridor (3 m on either side of the pipeline) with min. accuracy of 50 cm. Data format shall be in shape (.shp) or Geo Database (.gdb) |  | 1039200 | Meter | 22 |  |  | Excess(+) | 1 | Full Conversion | INR | [40 empty] | 22862400 | 22862400 | #VALUE! |  | 118 | GIS data shall be collected of laid MDPE pipeline network. Data like Geo Co-ordinates (latitude, longitude) of Pipeline and related features like fittings, valves, FRS, MRS, Markers etc. shall be collected as per given procedure along with 6 m land base corridor (3 m on either side of the pipeline) with min. accuracy of 50 cm. Data format shall be in shape (.shp) or Geo Database (.gdb) | 1039200 | Meter
119 | Excavation of Hard rock/surface | [54 empty] | 119 | Excavation of Hard rock/surface
120 | Excavation of trench or pits, wherever hard rock presence is exceeding 1.5 m in any direction of the trench and excavation of trench or pits in Malba/Multiple layers of asphalt/ brick / PCC/RCC etc and removable only by pneumatic chisel / drill as per the specifications and direction of EIC. The rates are payable over and above the Laying rates as per relevant SOR serial no. 2.00 | [54 empty] | 120 | Excavation of trench or pits, wherever hard rock presence is exceeding 1.5 m in any direction of the trench and excavation of trench or pits in Malba/Multiple layers of asphalt/ brick / PCC/RCC etc and removable only by pneumatic chisel / drill as per the specifications and direction of EIC. The rates are payable over and above the Laying rates as per relevant SOR serial no. 2.00
121 | Cutting of PCC/RCC surface with thickness more than 12" or Continuous asphalt multi-layer/ Malba/ Brick / Boulders more than 24".(Malba shall be considered as a strata where soil is in mixed form of debris/building rubbish or discarded pieces of bricks/stones ) |  | 30 | RM | 690 |  |  | Excess(+) | 1 | Full Conversion | INR | [40 empty] | 20700 | 20700 | #VALUE! |  | 121 | Cutting of PCC/RCC surface with thickness more than 12" or Continuous asphalt multi-layer/ Malba/ Brick / Boulders more than 24".(Malba shall be considered as a strata where soil is in mixed form of debris/building rubbish or discarded pieces of bricks/stones ) | 30 | RM
122 | Rock Cutting encountered while excavation of trenches for SOR serial no. 2.00 , not exceeding 1.5 meter in width, and lift upto 1.5 meter, including getting out the excavated soil and disposal of excavated soil as directed within a lead of 50 meter. In case of rocky soil, the bedding shall be done with approved/ good quality packing sand, subject to the approval of the EIC, the size distribution of the sand / shall be the same as per soil. The packing sand shall be placed to a minimum thickness of 150mm around the pipe in case of rocky terrain. |  | 15 | Cu. Meter | 1820 |  |  | Excess(+) | 1 | Full Conversion | INR | [40 empty] | 27300 | 27300 | #VALUE! |  | 122 | Rock Cutting encountered while excavation of trenches for SOR serial no. 2.00 , not exceeding 1.5 meter in width, and lift upto 1.5 meter, including getting out the excavated soil and disposal of excavated soil as directed within a lead of 50 meter. In case of rocky soil, the bedding shall be done with approved/ good quality packing sand, subject to the approval of the EIC, the size distribution of the sand / shall be the same as per soil. The packing sand shall be placed to a minimum thickness of 150mm around the pipe in case of rocky terrain. | 15 | Cu. Meter
123 | TOTAL MDPE LAYING WORK (A) | [53 empty] | 1288088915 | 123 | TOTAL MDPE LAYING WORK (A)
124 | DRS/DCU/DRS cum DCU/MRS/Metering skid works | [54 empty] | 124 | DRS/DCU/DRS cum DCU/MRS/Metering skid works
125 | Installation of DRS/DCU/DRS cum DCU | [54 empty] | 125 | Installation of DRS/DCU/DRS cum DCU
126 | Receiving and taking over, handling, loading, transportation and unloading of DRS/DCU/DRS cum DCU from Owner's designated stockyards to site, installation at foundation (including supply of all structural items) and hooking up with PE pipe including all works as required to complete the job as per the drawings and specification, scope of work mentioned in tender doucment. The scope includes supply of transition fittings up to 63mm and other PE and CS fittings as per requirements and various associated works (including steel welding) to commission DRS/DCU/DRS cum DCU. Note: 1) Amount towards civil work shall be payable as per related SOR items. 2) Rate to include cost of all labour, tools, tackles, equipment, hire charges. 3) Bolts, nuts, washer, U-clamps, gaskets etc. if required during installation shall be procured and supplied by the Contractor within the rate quoted. These items shall not be separately measured and paid. | [54 empty] | 126 | Receiving and taking over, handling, loading, transportation and unloading of DRS/DCU/DRS cum DCU from Owner's designated stockyards to site, installation at foundation (including supply of all structural items) and hooking up with PE pipe including all works as required to complete the job as per the drawings and specification, scope of work mentioned in tender doucment. The scope includes supply of transition fittings up to 63mm and other PE and CS fittings as per requirements and various associated works (including steel welding) to commission DRS/DCU/DRS cum DCU. Note: 1) Amount towards civil work shall be payable as per related SOR items. 2) Rate to include cost of all labour, tools, tackles, equipment, hire charges. 3) Bolts, nuts, washer, U-clamps, gaskets etc. if required during installation shall be procured and supplied by the Contractor within the rate quoted. These items shall not be separately measured and paid.
127 | DCU/DRS cum DCU. (Maximum weight of single DCU/DRS cum DCU shall be about 6.0 T) |  | 10 | Nos. | 61850 |  |  | Excess(+) | 1 | Full Conversion | INR | [40 empty] | 618500 | 618500 | #VALUE! |  | 127 | DCU/DRS cum DCU. (Maximum weight of single DCU/DRS cum DCU shall be about 6.0 T) | 10 | Nos.
128 | MRS/Metering Skid(Maximum weight of single MRS/Metering skid shall be about 4T) |  | 10 | Nos. | 53360 |  |  | Excess(+) | 1 | Full Conversion | INR | [40 empty] | 533600 | 533600 | #VALUE! |  | 128 | MRS/Metering Skid(Maximum weight of single MRS/Metering skid shall be about 4T) | 10 | Nos.
129 | Note: i) The quantities mentioned are indicative only. ii) For all the supply items mentioned above, procurement shall be made as per specification after due approval of engineer- in - charge. Iii) All inlet work of DRS/DCU/DRS cum DCU works will be in the scope of Steel laying /Composite work contractor. | [54 empty] | 129 | Note: i) The quantities mentioned are indicative only. ii) For all the supply items mentioned above, procurement shall be made as per specification after due approval of engineer- in - charge. Iii) All inlet work of DRS/DCU/DRS cum DCU works will be in the scope of Steel laying /Composite work contractor.
130 | TOTAL DCU/DRS INSTALLATION WORK (B) | [53 empty] | 2304200 | 130 | TOTAL DCU/DRS INSTALLATION WORK (B)
131 | CIVIL WORKS | [54 empty] | 131 | CIVIL WORKS
132 | Earth Work | [54 empty] | 132 | Earth Work
133 | Earth in excavation and filling to the grades and levels shown in the approved drawings in all kinds of conditions including for Road embakments, using approved quality good earth from designated borrow area, for all heights and depths including clearing and stripping (min. 150 mm) of the area marked for filling, taking spot levels, consolidating the exposed natural soil surface, excavating the earth from borrow area loading, transporting & unloading, spreading in layers not exceeding 150 mm thickness, breaking clods, watering (if reqd.), ramming and compacting by manual/ mechanical means to give minimum 92% of modified Proctor's density of earth, testing & dressing including disposal of all unserviceable material all complete as per specifications and directions of Engineer-in-charge. |  | 20 | M3 | 620 |  |  | Excess(+) | 1 | Full Conversion | INR | [40 empty] | 12400 | 12400 | #VALUE! |  | 133 | Earth in excavation and filling to the grades and levels shown in the approved drawings in all kinds of conditions including for Road embakments, using approved quality good earth from designated borrow area, for all heights and depths including clearing and stripping (min. 150 mm) of the area marked for filling, taking spot levels, consolidating the exposed natural soil surface, excavating the earth from borrow area loading, transporting & unloading, spreading in layers not exceeding 150 mm thickness, breaking clods, watering (if reqd.), ramming and compacting by manual/ mechanical means to give minimum 92% of modified Proctor's density of earth, testing & dressing including disposal of all unserviceable material all complete as per specifications and directions of Engineer-in-charge. | 20 | M3
134 | (Rate to include cost of all labour, tools, tackles, equipment, hire chanrges, cost of borrow earth by way of royalties, right of way, cess etc., as applicable with all bye works and sundry works). | [54 empty] | 134 | (Rate to include cost of all labour, tools, tackles, equipment, hire chanrges, cost of borrow earth by way of royalties, right of way, cess etc., as applicable with all bye works and sundry works).
135 | PCC 1:2:4 | [54 empty] | 135 | PCC 1:2:4
136 | 1 Cement : 2 Coarse sand : 4 stone aggregate 20mm nominal size. |  | 60 | M3 | 8320 |  |  | Excess(+) | 1 | Full Conversion | INR | [40 empty] | 499200 | 499200 | #VALUE! |  | 136 | 1 Cement : 2 Coarse sand : 4 stone aggregate 20mm nominal size. | 60 | M3
137 | PCC 1:4:8 | [54 empty] | 137 | PCC 1:4:8
138 | 1 Cement : 4 Coarse sand : 8 stone aggregate 40mm nominal size. |  | 60 | M3 | 6700 |  |  | Excess(+) | 1 | Full Conversion | INR | [40 empty] | 402000 | 402000 | #VALUE! |  | 138 | 1 Cement : 4 Coarse sand : 8 stone aggregate 40mm nominal size. | 60 | M3
139 | (Rate to include cost of all labour, tools, tackles, equipment, hire charges, supply of all materials, shuttering, earthwork in excavation and backfilling using approved earth in all conditions etc. with all bye works and sundry works.) | [54 empty] | 139 | (Rate to include cost of all labour, tools, tackles, equipment, hire charges, supply of all materials, shuttering, earthwork in excavation and backfilling using approved earth in all conditions etc. with all bye works and sundry works.)
140 | Reinforced Cement Concrete | [54 empty] | 140 | Reinforced Cement Concrete
141 | Providing and laying reinforced cement of grade M-25 with 20mm and down grade crushed stone aggregate in all types of structures like foundations, pedestals, pedestal bases, pipe supports, sleepers, column, equipment foundation, cable trench inlcuding construction joints, bitumen painting on surface in contact with soil, supplying and fixing reinforcing steel, shuttering, inserts, finishes etc. at all depths and heights complete as per drawings, specifications and direction of the Engineer-in-charge. |  | 100 | M3 | 21800 |  |  | Excess(+) | 1 | Full Conversion | INR | [40 empty] | 2180000 | 2180000 | #VALUE! |  | 141 | Providing and laying reinforced cement of grade M-25 with 20mm and down grade crushed stone aggregate in all types of structures like foundations, pedestals, pedestal bases, pipe supports, sleepers, column, equipment foundation, cable trench inlcuding construction joints, bitumen painting on surface in contact with soil, supplying and fixing reinforcing steel, shuttering, inserts, finishes etc. at all depths and heights complete as per drawings, specifications and direction of the Engineer-in-charge. | 100 | M3
142 | Rate to include cost of all labour, tools, tackles, equipment, hire charges, supply of all maerials such as minimum 43 grade cement including sulphate resistant cement for sub-structures, R/F steel, Inserts, bolts, conduits, bitumen, other minor constrcution materials, shuttering, stanging, earthwork in excavation and backfilling using serviceable earth in all conditions, shorting bailing and pumping out water, testing of concrete, curing etc. with all bye works and sundry works. | [54 empty] | 142 | Rate to include cost of all labour, tools, tackles, equipment, hire charges, supply of all maerials such as minimum 43 grade cement including sulphate resistant cement for sub-structures, R/F steel, Inserts, bolts, conduits, bitumen, other minor constrcution materials, shuttering, stanging, earthwork in excavation and backfilling using serviceable earth in all conditions, shorting bailing and pumping out water, testing of concrete, curing etc. with all bye works and sundry works.
143 | Concrete Pavement | [54 empty] | 143 | Concrete Pavement
144 | Providing and laying reinforced cement concrete of (M-25 grade) with 20mm and down grade crushed stone aggregate in pavement, including preparation of base (i.e. compacted subgrade, 200 thk sand and 50 thk PCC M-10 grade), leaving pockets if necessary, making recess, projections, fixing inserts conduit pipes (GI, PVC, HDPE, etc.) laying in alternate panels, filling the gaps between the panels with bitumen etc., making slopes, finishing edges, leaving bars for pedestals & sleepers including providing sand fill isolation , shuttering, providing and fixing reinforcing steel, curing, chipping and modification works etc. as specified in any shape, thickness, position and finishing the top surface smooth as per requirement etc. all complete as per drawings, specifications and directions of the Engineer-in-charge. | [54 empty] | 144 | Providing and laying reinforced cement concrete of (M-25 grade) with 20mm and down grade crushed stone aggregate in pavement, including preparation of base (i.e. compacted subgrade, 200 thk sand and 50 thk PCC M-10 grade), leaving pockets if necessary, making recess, projections, fixing inserts conduit pipes (GI, PVC, HDPE, etc.) laying in alternate panels, filling the gaps between the panels with bitumen etc., making slopes, finishing edges, leaving bars for pedestals & sleepers including providing sand fill isolation , shuttering, providing and fixing reinforcing steel, curing, chipping and modification works etc. as specified in any shape, thickness, position and finishing the top surface smooth as per requirement etc. all complete as per drawings, specifications and directions of the Engineer-in-charge.
145 | - 150mm thick (Type-I) |  | 220 | M2 | 4900 |  |  | Excess(+) | 1 | Full Conversion | INR | [40 empty] | 1078000 | 1078000 | #VALUE! |  | 145 | - 150mm thick (Type-I) | 220 | M2
146 | Brick Work | [54 empty] | 146 | Brick Work
147 | Providing brick work with brick class designation M-7.5 of IS:1077 in cm1:4 (1 cement : 4 sand) in steps, walls, retaining walls and load bearing structures drains, or any shape with all lead, depths & height including curring, scaffolding, etc., as per specifications and drawings with all bye-works and direction of the Enfineer-in-charge. |  | 22 | M3 | 8390 |  |  | Excess(+) | 1 | Full Conversion | INR | [40 empty] | 184580 | 184580 | #VALUE! |  | 147 | Providing brick work with brick class designation M-7.5 of IS:1077 in cm1:4 (1 cement : 4 sand) in steps, walls, retaining walls and load bearing structures drains, or any shape with all lead, depths & height including curring, scaffolding, etc., as per specifications and drawings with all bye-works and direction of the Enfineer-in-charge. | 22 | M3
148 | (Rate to include cost of all labour, tools, tackles, equipment, hire charges, supply of all materials such as minimum 43 grade cement, bricks, finishes, bitumen, other minor constrcution materials, shuttering, staging, masonry work, plastering, painting etc. with all bye-works and sundry works). | [54 empty] | 148 | (Rate to include cost of all labour, tools, tackles, equipment, hire charges, supply of all materials such as minimum 43 grade cement, bricks, finishes, bitumen, other minor constrcution materials, shuttering, staging, masonry work, plastering, painting etc. with all bye-works and sundry works).
149 | Note: The quantites of individual item can varied as per site requirement.The payment will be made as per actual certified measurement at site. | [54 empty] | 149 | Note: The quantites of individual item can varied as per site requirement.The payment will be made as per actual certified measurement at site.
150 | Laying of Brick layer/ Concrete | [54 empty] | 150 | Laying of Brick layer/ Concrete
151 | Providing single layer of Brick / Concrete / or impact resistant tape to entire width of trench above Warning Mat placed in trench over the laid pipeline as per OISD 226, standard drawing, specification and instruction of Owner. (Rate to include cost of all labour, tools, tackles, equipment, hire charges & supply of all materials, etc) | [54 empty] | 151 | Providing single layer of Brick / Concrete / or impact resistant tape to entire width of trench above Warning Mat placed in trench over the laid pipeline as per OISD 226, standard drawing, specification and instruction of Owner. (Rate to include cost of all labour, tools, tackles, equipment, hire charges & supply of all materials, etc)
152 | Brick Layer for width of PE pipeline trench as per drawing (75 mm thk.) |  | 200 | Sq.m | 390 |  |  | Excess(+) | 1 | Full Conversion | INR | [40 empty] | 78000 | 78000 | #VALUE! |  | 152 | Brick Layer for width of PE pipeline trench as per drawing (75 mm thk.) | 200 | Sq.m
153 | Concrete for width of PE pipeline trench as per drawing (80 mm thk.) |  | 200 | Sq.m | 580 |  |  | Excess(+) | 1 | Full Conversion | INR | [40 empty] | 116000 | 116000 | #VALUE! |  | 153 | Concrete for width of PE pipeline trench as per drawing (80 mm thk.) | 200 | Sq.m
154 | Demolition of PCC work below plinth level | [54 empty] | 154 | Demolition of PCC work below plinth level
155 | Demolishing plain cement concrete (PCC) work (taking all necessary safety precautions) for all depths below plinth level including supply of all tools & tackles, necessary scaffolding, propping, underpinning, etc. , disposal of unserviceable material outside the boundary limits keeping the owner indemnified of any liabilities from statutory/ local bodies, all complete work as specified and directed |  | 22 | M3 | 3100 |  |  | Excess(+) | 1 | Full Conversion | INR | [40 empty] | 68200 | 68200 | #VALUE! |  | 155 | Demolishing plain cement concrete (PCC) work (taking all necessary safety precautions) for all depths below plinth level including supply of all tools & tackles, necessary scaffolding, propping, underpinning, etc. , disposal of unserviceable material outside the boundary limits keeping the owner indemnified of any liabilities from statutory/ local bodies, all complete work as specified and directed | 22 | M3
156 | Excavation for foundation works | [54 empty] | 156 | Excavation for foundation works
157 | Excavation as per plan, upto 3 meters and upto any lead in all conditions, backfilling using serviceable earth and disposal of surplus and unserviceable earth. Soil to be levelled and neatly dressed complete in all respect as per scope of work, technical specification and directions of EIC. | [54 empty] | 157 | Excavation as per plan, upto 3 meters and upto any lead in all conditions, backfilling using serviceable earth and disposal of surplus and unserviceable earth. Soil to be levelled and neatly dressed complete in all respect as per scope of work, technical specification and directions of EIC.
158 | Upto 3.0 Mtrs |  | 22 | M3 | 1050 |  |  | Excess(+) | 1 | Full Conversion | INR | [40 empty] | 23100 | 23100 | #VALUE! |  | 158 | Upto 3.0 Mtrs | 22 | M3
159 | Dismantling of RCC & cutting of reinforcement (Thickness above 3”) |  | 22 | M3 | 410 |  |  | Excess(+) | 1 | Full Conversion | INR | [40 empty] | 9020 | 9020 | #VALUE! |  | 159 | Dismantling of RCC & cutting of reinforcement (Thickness above 3”) | 22 | M3
160 | Core Cutting of RCC structure/Brick Wall |  | 22 | M3 | 3465 |  |  | Excess(+) | 1 | Full Conversion | INR | [40 empty] | 76230 | 76230 | #VALUE! |  | 160 | Core Cutting of RCC structure/Brick Wall | 22 | M3
161 | Structural Works | [54 empty] | 161 | Structural Works
162 | Providing and fixing Fencing Structure | [54 empty] | 162 | Providing and fixing Fencing Structure
163 | Supplying, fabricating & fixing steel structural fencing fabricated from pipes conforming to IS:1161 and plates conforming to IS:2062 & fixing of GI weldmesh made from 3mm GI wire @ 75 mm bothways to structural steel frame by means of welding/bolting, including applying two coats of approved quality of synthetic enamel paint over a priming coat of in approved shade including supply of all raw materials, bolts, electrodes, transportation, including making pokets & pouring with PCC (1:2:4) in of block 500x500x500 for fixing of posts etc complete as per enclosed drawing, technical specifications, scope of works and directions of the Engineer-In-Charge. | [54 empty] | 163 | Supplying, fabricating & fixing steel structural fencing fabricated from pipes conforming to IS:1161 and plates conforming to IS:2062 & fixing of GI weldmesh made from 3mm GI wire @ 75 mm bothways to structural steel frame by means of welding/bolting, including applying two coats of approved quality of synthetic enamel paint over a priming coat of in approved shade including supply of all raw materials, bolts, electrodes, transportation, including making pokets & pouring with PCC (1:2:4) in of block 500x500x500 for fixing of posts etc complete as per enclosed drawing, technical specifications, scope of works and directions of the Engineer-In-Charge.
164 | Fencing height 2.1m |  | 110 | RM | 4850 |  |  | Excess(+) | 1 | Full Conversion | INR | [40 empty] | 533500 | 533500 | #VALUE! |  | 164 | Fencing height 2.1m | 110 | RM
165 | Providing and fixing Fencing Gates | [54 empty] | 165 | Providing and fixing Fencing Gates
166 | Supplying, fabricating & fixing fencing gates fabricated from pipes conforming to IS:1161 and plates conforming to IS:2062 & fixing of GI weldmesh made from 3mm GI wire @ 75 mm bothways to structural steel frame by means of welding/bolting, painting with enamel paint in approved shade including supply of all raw materials, bolts, electrodes, transportation etc complete as per enclosed sketch, technical specifications and directions of the Engineer-In-Charge. | [54 empty] | 166 | Supplying, fabricating & fixing fencing gates fabricated from pipes conforming to IS:1161 and plates conforming to IS:2062 & fixing of GI weldmesh made from 3mm GI wire @ 75 mm bothways to structural steel frame by means of welding/bolting, painting with enamel paint in approved shade including supply of all raw materials, bolts, electrodes, transportation etc complete as per enclosed sketch, technical specifications and directions of the Engineer-In-Charge.
167 | 4m Wide x 2.1m High |  | 10 | Nos. | 85000 |  |  | Excess(+) | 1 | Full Conversion | INR | [40 empty] | 850000 | 850000 | #VALUE! |  | 167 | 4m Wide x 2.1m High | 10 | Nos.
168 | 3m Wide x 2.1m High |  | 10 | Nos. | 48500 |  |  | Excess(+) | 1 | Full Conversion | INR | [40 empty] | 485000 | 485000 | #VALUE! |  | 168 | 3m Wide x 2.1m High | 10 | Nos.
169 | 1m Wide x 2.1m High |  | 10 | Nos. | 22000 |  |  | Excess(+) | 1 | Full Conversion | INR | [40 empty] | 220000 | 220000 | #VALUE! |  | 169 | 1m Wide x 2.1m High | 10 | Nos.
170 | Electrical | [54 empty] | 170 | Electrical
171 | Supply, Installation and testing of Galvanized iron earth electrode with 3mts long 65mm dia GI perforated pipe Class B, Complete with GI earth bus, test link in RCC / Brick earth pit, charcoal, salt, funnel and earth pit cover as per IS:3043, (as per drg. enclosed) |  | 20 | Nos. | 16000 |  |  | Excess(+) | 1 | Full Conversion | INR | [40 empty] | 320000 | 320000 | #VALUE! |  | 171 | Supply, Installation and testing of Galvanized iron earth electrode with 3mts long 65mm dia GI perforated pipe Class B, Complete with GI earth bus, test link in RCC / Brick earth pit, charcoal, salt, funnel and earth pit cover as per IS:3043, (as per drg. enclosed) | 20 | Nos.
172 | Supply and installation of GI earthing conductor of the following sizes:- | [54 empty] | 172 | Supply and installation of GI earthing conductor of the following sizes:-
173 | Above ground/buried under ground | [54 empty] | 173 | Above ground/buried under ground
174 | 25X 6mm GI Strip |  | 200 | Mtrs | 220 |  |  | Excess(+) | 1 | Full Conversion | INR | [40 empty] | 44000 | 44000 | #VALUE! |  | 174 | 25X 6mm GI Strip | 200 | Mtrs
175 | 2.5 sq.mm CuPVC wire |  | 400 | Mtrs | 85 |  |  | Excess(+) | 1 | Full Conversion | INR | [40 empty] | 34000 | 34000 | #VALUE! |  | 175 | 2.5 sq.mm CuPVC wire | 400 | Mtrs
176 | 10sq. Mm Cu PVC insulated cable |  | 400 | Mts | 180 |  |  | Excess(+) | 1 | Full Conversion | INR | [40 empty] | 72000 | 72000 | #VALUE! |  | 176 | 10sq. Mm Cu PVC insulated cable | 400 | Mts
177 | TOTAL CIVIL/MECH/ELECT WORK (C ) | [53 empty] | 7285230 | 177 | TOTAL CIVIL/MECH/ELECT WORK (C )
178 | PNG Connection to Domestic Consumers | [54 empty] | 178 | PNG Connection to Domestic Consumers
179 | Installation of GI Service Pipe | [54 empty] | 179 | Installation of GI Service Pipe
180 | Supply, loading, storing, unloading and installation of GI pipes, including supply of GI fittings/accessories including Anaconda, Fittings of all sizes & thickness like Elbows, Hex Nipple,Tees, unions, sockets, reducers, GI plugs,Sleeves etc., installation of GI line (alongwith installation of required accessories as mentioned above) of following sizes, including fabrication with supply of all materials, consumables, labour and other incidental works. The scope of work excludes installation of Regulators (1/6 bar to 21 m bar with HEX nipple on inlet and outlet side of regulator) which shall be provided as free issue item. Carrying out all temporary, ancillary, auxiliary works required to make the GI line ready for commissioning as per drawings specifications. | [54 empty] | 180 | Supply, loading, storing, unloading and installation of GI pipes, including supply of GI fittings/accessories including Anaconda, Fittings of all sizes & thickness like Elbows, Hex Nipple,Tees, unions, sockets, reducers, GI plugs,Sleeves etc., installation of GI line (alongwith installation of required accessories as mentioned above) of following sizes, including fabrication with supply of all materials, consumables, labour and other incidental works. The scope of work excludes installation of Regulators (1/6 bar to 21 m bar with HEX nipple on inlet and outlet side of regulator) which shall be provided as free issue item. Carrying out all temporary, ancillary, auxiliary works required to make the GI line ready for commissioning as per drawings specifications.
181 | Scope of work indicated in Tender document and other provisions of Contract document and instructions of Engineer-in-charge, including but not limited to carrying out the following works: Preparation and approval of schedules, execution procedures, sketches. | [54 empty] | 181 | Scope of work indicated in Tender document and other provisions of Contract document and instructions of Engineer-in-charge, including but not limited to carrying out the following works: Preparation and approval of schedules, execution procedures, sketches.
182 | Finalisation of optimum route with consent of customer, from transition fitting to cooking oven/ appliance. | [54 empty] | 182 | Finalisation of optimum route with consent of customer, from transition fitting to cooking oven/ appliance.
183 | Making temporay but stable platforms/ scaffolding/ rope ladders and all other safety measures including safety belts wherever required. | [54 empty] | 183 | Making temporay but stable platforms/ scaffolding/ rope ladders and all other safety measures including safety belts wherever required.
184 | Installation of GI Pipes, Fittings, including NPT threading, painting as specified. | [54 empty] | 184 | Installation of GI Pipes, Fittings, including NPT threading, painting as specified.
185 | Drillings of holes through walls (Brick, RCC), Granite, Marble, Glass Cutting with proper heavy duty hammer drill machine tools and tackeles, using proper sealent /grout materialed colors to match the original replacement of damages during drillling, restoring the area to original condition. | [54 empty] | 185 | Drillings of holes through walls (Brick, RCC), Granite, Marble, Glass Cutting with proper heavy duty hammer drill machine tools and tackeles, using proper sealent /grout materialed colors to match the original replacement of damages during drillling, restoring the area to original condition.
186 | Supply & Fixing of approved clamps, Dowell Plugs with screws, grout material, suitable thread sealant i.e. Teflon Tape/ lock tight, drilling of holes through tiles/ wood/ marble/ Granite etc. jointing of PE to above Ground service GI pipes, testing, purging with Nitrogen and commissioning of the complete installation as per specification. | [54 empty] | 186 | Supply & Fixing of approved clamps, Dowell Plugs with screws, grout material, suitable thread sealant i.e. Teflon Tape/ lock tight, drilling of holes through tiles/ wood/ marble/ Granite etc. jointing of PE to above Ground service GI pipes, testing, purging with Nitrogen and commissioning of the complete installation as per specification.
187 | Painting of entire length of pipe along with fittings after proper surface finish by one coat of approved primer paint and two coats of approved synthetic enamel paint complete as per specification & direction of EIC. Restoring the wall surface to origin. | [54 empty] | 187 | Painting of entire length of pipe along with fittings after proper surface finish by one coat of approved primer paint and two coats of approved synthetic enamel paint complete as per specification & direction of EIC. Restoring the wall surface to origin.
188 | All above activities to be carried out as per specification to the complete satisfaction of consumer & as desired by Engineer-in-charge. | [54 empty] | 188 | All above activities to be carried out as per specification to the complete satisfaction of consumer & as desired by Engineer-in-charge.
189 | Handing over the completed works to CLIENT for operation/ use, reconciliation of material area wise and obtaining "no objection certificate" from CLIENT / PMC. | [54 empty] | 189 | Handing over the completed works to CLIENT for operation/ use, reconciliation of material area wise and obtaining "no objection certificate" from CLIENT / PMC.
190 | Any other activity not mentioned/ covered, explicitly above, but otherwise required for satisfactory completion/ safety/ statutory/ maintenance of works shall also be covered under scope of work and has to be completed by contractor within specified schedule time. | [54 empty] | 190 | Any other activity not mentioned/ covered, explicitly above, but otherwise required for satisfactory completion/ safety/ statutory/ maintenance of works shall also be covered under scope of work and has to be completed by contractor within specified schedule time.
191 | all the entry of GI related work right from Registration till Gas charging/commission is to be recorded & maintained in soft as well as hard copy which will be used for certifying the measurement by PMC /CLIENT and keep track of activity of all the contractors , the entry of all the activity on day to day basis is also in the scope of bidder. | [54 empty] | 191 | all the entry of GI related work right from Registration till Gas charging/commission is to be recorded & maintained in soft as well as hard copy which will be used for certifying the measurement by PMC /CLIENT and keep track of activity of all the contractors , the entry of all the activity on day to day basis is also in the scope of bidder.
192 | ½” All floors (Including connectivity from TF to regulator)- with supply of GI Pipes by Contractor |  | 1000 | Meter | 443 |  |  | Excess(+) | 1 | Full Conversion | INR | [40 empty] | 443000 | 443000 | #VALUE! |  | 192 | ½” All floors (Including connectivity from TF to regulator)- with supply of GI Pipes by Contractor | 1000 | Meter
193 | ½” All floors (Including connectivity from TF to regulator)- with supply of GI Pipes by Owner on Free Issue Basis. |  | 280000 | Meter | 300 |  |  | Excess(+) | 1 | Full Conversion | INR | [40 empty] | 84000000 | 84000000 | #VALUE! |  | 193 | ½” All floors (Including connectivity from TF to regulator)- with supply of GI Pipes by Owner on Free Issue Basis. | 280000 | Meter
194 | ¾” All Floors (Including Installtion of Risers)- with supply of GI Pipes by Contractor |  | 1000 | Meter | 467 |  |  | Excess(+) | 1 | Full Conversion | INR | [40 empty] | 467000 | 467000 | #VALUE! |  | 194 | ¾” All Floors (Including Installtion of Risers)- with supply of GI Pipes by Contractor | 1000 | Meter
195 | ¾” All Floors (Including Installtion of Risers) with supply of GI Pipes by Owner on Free Issue Basis |  | 360000 | Meter | 305 |  |  | Excess(+) | 1 | Full Conversion | INR | [40 empty] | 109800000 | 109800000 | #VALUE! |  | 195 | ¾” All Floors (Including Installtion of Risers) with supply of GI Pipes by Owner on Free Issue Basis | 360000 | Meter
196 | 1" Dia All Floors (For Riser Installtions & For Commercial Connections)- with supply of GI Pipes by Contractor |  | 1000 | Meter | 640 |  |  | Excess(+) | 1 | Full Conversion | INR | [40 empty] | 640000 | 640000 | #VALUE! |  | 196 | 1" Dia All Floors (For Riser Installtions & For Commercial Connections)- with supply of GI Pipes by Contractor | 1000 | Meter
197 | 1" Dia All Floors (For Riser Installtions & For Commercial Connections)- with supply of GI Pipes by Owner on Free Issue Basis |  | 120000 | Meter | 347 |  |  | Excess(+) | 1 | Full Conversion | INR | [40 empty] | 41640000 | 41640000 | #VALUE! |  | 197 | 1" Dia All Floors (For Riser Installtions & For Commercial Connections)- with supply of GI Pipes by Owner on Free Issue Basis | 120000 | Meter
198 | Note:- | [54 empty] | 198 | Note:-
199 | Refer Particular Job Specification for supply items. | [54 empty] | 199 | Refer Particular Job Specification for supply items.
200 | The quantity measurement shall be from the outlet of the Transition Fitting (TF) upto the Meter. All intermediate GI fittings (excluding Flexible hose/Anaconda, valves and regulator) shall be considered while measuring length of GI Pipes. | [54 empty] | 200 | The quantity measurement shall be from the outlet of the Transition Fitting (TF) upto the Meter. All intermediate GI fittings (excluding Flexible hose/Anaconda, valves and regulator) shall be considered while measuring length of GI Pipes.
201 | Supply and installation of isolation Ball Valves shall be paid as a separate SOR Item. | [54 empty] | 201 | Supply and installation of isolation Ball Valves shall be paid as a separate SOR Item.
202 | In case of SOR serial no. 193.00, 195.00, 197.00 above (under SOR serial no.- 179.00), owner shall supply Plain or Powder Coated GI Pipes (as free issue) remaining scope of supplies of fittings etc. including all associated works shall be as per serial no. 192.00, 194.00, 196.00 (under SOR serial no- 179.00) | [54 empty] | 202 | In case of SOR serial no. 193.00, 195.00, 197.00 above (under SOR serial no.- 179.00), owner shall supply Plain or Powder Coated GI Pipes (as free issue) remaining scope of supplies of fittings etc. including all associated works shall be as per serial no. 192.00, 194.00, 196.00 (under SOR serial no- 179.00)
203 | Core Cutting work of RCC structure/Brick Wall shall be paid as a separate SOR Item. | [54 empty] | 203 | Core Cutting work of RCC structure/Brick Wall shall be paid as a separate SOR Item.
204 | Installation of GI Service Pipe (Welded) | [54 empty] | 204 | Installation of GI Service Pipe (Welded)
205 | Transportation of Free issue materials such as Heavy Class GI Pipes along with loading / unloading from BGCL stores to the site and and supply of all required fittings, fabrication, welding, Installation of pipe along with all fittings, valves etc. in various floors vertically / horizontally for providing PNG connection in various type of Highrise buildings. The Installtion of pipes shall be by taking support from wall or ceiling by providing Clamps/Hangers/ structural supports and fixing with Fastners / anchor bolts of required Nos and size etc. Supply of all types of supports and clamps are in the scope of the contractor. For GI items, proper scrubbing to be done to remove the GI coating to take up the welding. The item includes requisite scaffolding / working arrangements at height along with all necessary safety arrangementas per the requirement at site / Instruction of EIC. Item also includes pneumatic testing of the assembled section as per the specification and standard procedure of testing,nitrogen purging and commissioning of the complete installation. After testing of the system, it shall be hooked with PE pipe along with TF fitting of requsite size. Items also includes painting of GI pipe and scrubbed-off part of GI items with the two coat of synthetic enamel painting and fittings as per specification.The type of weld joints,type of electrode,Radiography,DP test and other procedure shall be as per Technical specification. | [54 empty] | 205 | Transportation of Free issue materials such as Heavy Class GI Pipes along with loading / unloading from BGCL stores to the site and and supply of all required fittings, fabrication, welding, Installation of pipe along with all fittings, valves etc. in various floors vertically / horizontally for providing PNG connection in various type of Highrise buildings. The Installtion of pipes shall be by taking support from wall or ceiling by providing Clamps/Hangers/ structural supports and fixing with Fastners / anchor bolts of required Nos and size etc. Supply of all types of supports and clamps are in the scope of the contractor. For GI items, proper scrubbing to be done to remove the GI coating to take up the welding. The item includes requisite scaffolding / working arrangements at height along with all necessary safety arrangementas per the requirement at site / Instruction of EIC. Item also includes pneumatic testing of the assembled section as per the specification and standard procedure of testing,nitrogen purging and commissioning of the complete installation. After testing of the system, it shall be hooked with PE pipe along with TF fitting of requsite size. Items also includes painting of GI pipe and scrubbed-off part of GI items with the two coat of synthetic enamel painting and fittings as per specification.The type of weld joints,type of electrode,Radiography,DP test and other procedure shall be as per Technical specification.
206 | Scope of work indicated in PJS and other provisions of Contract document and instructions of Engineer-in-charge, including but not limited to carrying out the following works: Preparation and approval of schedules, execution procedures, sketches. | [54 empty] | 206 | Scope of work indicated in PJS and other provisions of Contract document and instructions of Engineer-in-charge, including but not limited to carrying out the following works: Preparation and approval of schedules, execution procedures, sketches.
207 | Finalisation of optimum route with consent of customer, from transition fitting to cooking oven/ appliance. | [54 empty] | 207 | Finalisation of optimum route with consent of customer, from transition fitting to cooking oven/ appliance.
208 | Making temporay but stable platforms/ scaffolding/ rope ladders and all other safety measures including safety belts wherever required. | [54 empty] | 208 | Making temporay but stable platforms/ scaffolding/ rope ladders and all other safety measures including safety belts wherever required.
209 | Drillings of holes through walls (Brick, RCC), Granite, Marble, Glass Cutting with proper heavy duty hammer drill machine tools and tackeles, using proper sealent /grout materialed colors to match the original replacement of damages during drillling, restoring the area to original condition. | [54 empty] | 209 | Drillings of holes through walls (Brick, RCC), Granite, Marble, Glass Cutting with proper heavy duty hammer drill machine tools and tackeles, using proper sealent /grout materialed colors to match the original replacement of damages during drillling, restoring the area to original condition.
210 | Painting of entire length of pipe along with fittings after proper surface finish by one coat of approved primer paint and two coats of approved synthetic enamel paint complete as per specification & direction of EIC. Restoring the wall surface to origin. | [54 empty] | 210 | Painting of entire length of pipe along with fittings after proper surface finish by one coat of approved primer paint and two coats of approved synthetic enamel paint complete as per specification & direction of EIC. Restoring the wall surface to origin.
211 | All above activities to be carried out as per specification to the complete satisfaction of consumer & as desired by Engineer-in-charge. | [54 empty] | 211 | All above activities to be carried out as per specification to the complete satisfaction of consumer & as desired by Engineer-in-charge.
212 | Handing over the completed works to CLIENT for operation/ use, reconciliation of material area wise and obtaining "no objection certificate" from CLIENT / PMC. | [54 empty] | 212 | Handing over the completed works to CLIENT for operation/ use, reconciliation of material area wise and obtaining "no objection certificate" from CLIENT / PMC.
213 | Any other activity not mentioned/ covered, explicitly above, but otherwise required for satisfactory completion/ safety/ statutory/ maintenance of works shall also be covered under scope of work and has to be completed by contractor within specified schedule time. | [54 empty] | 213 | Any other activity not mentioned/ covered, explicitly above, but otherwise required for satisfactory completion/ safety/ statutory/ maintenance of works shall also be covered under scope of work and has to be completed by contractor within specified schedule time.
214 | all the entry of GI related work right from Registration till Gas charging/commission is to be recorded & maintained in soft as well as hard copy which will be used for certifying the measurement by PMC /CLIENT and keep track of activity of all the contractors , the entry of all the activity on day to day basis is also in the scope of bidder. Notes: Welded riser will be installed for G+20 and above building in general. | [54 empty] | 214 | all the entry of GI related work right from Registration till Gas charging/commission is to be recorded & maintained in soft as well as hard copy which will be used for certifying the measurement by PMC /CLIENT and keep track of activity of all the contractors , the entry of all the activity on day to day basis is also in the scope of bidder. Notes: Welded riser will be installed for G+20 and above building in general.
215 | ½” All floors (Including connectivity from TF to regulator)- with supply of GI Pipes by Contractor | [6 empty] | Excess(+) | 1 | Full Conversion | INR | [44 empty] | 215 | ½” All floors (Including connectivity from TF to regulator)- with supply of GI Pipes by Contractor
216 | ½” All floors (Including connectivity from TF to regulator)- with supply of GI Pipes by Owner on Free Issue Basis. | [6 empty] | Excess(+) | 1 | Full Conversion | INR | [44 empty] | 216 | ½” All floors (Including connectivity from TF to regulator)- with supply of GI Pipes by Owner on Free Issue Basis.
217 | ¾” All Floors (Including Installtion of Risers)- with supply of GI Pipes by Contractor |  | 100 | Meter | 718 |  |  | Excess(+) | 1 | Full Conversion | INR | [40 empty] | 71800 | 71800 | #VALUE! |  | 217 | ¾” All Floors (Including Installtion of Risers)- with supply of GI Pipes by Contractor | 100 | Meter
218 | ¾” All Floors (Including Installtion of Risers) with supply of GI Pipes by Owner on Free Issue Basis |  | 1000 | Meter | 553 |  |  | Excess(+) | 1 | Full Conversion | INR | [40 empty] | 553000 | 553000 | #VALUE! |  | 218 | ¾” All Floors (Including Installtion of Risers) with supply of GI Pipes by Owner on Free Issue Basis | 1000 | Meter
219 | 1" Dia All Floors (For Riser Installtions & For Commercial Connections)- with supply of GI Pipes by Contractor |  | 1000 | Meter | 875 |  |  | Excess(+) | 1 | Full Conversion | INR | [40 empty] | 875000 | 875000 | #VALUE! |  | 219 | 1" Dia All Floors (For Riser Installtions & For Commercial Connections)- with supply of GI Pipes by Contractor | 1000 | Meter
220 | 1" Dia All Floors (For Riser Installtions & For Commercial Connections)- with supply of GI Pipes by Owner on Free Issue Basis |  | 40000 | Meter | 606 |  |  | Excess(+) | 1 | Full Conversion | INR | [40 empty] | 24240000 | 24240000 | #VALUE! |  | 220 | 1" Dia All Floors (For Riser Installtions & For Commercial Connections)- with supply of GI Pipes by Owner on Free Issue Basis | 40000 | Meter
221 | Note:- | [54 empty] | 221 | Note:-
222 | Refer Particular Job Specification for supply items. | [54 empty] | 222 | Refer Particular Job Specification for supply items.
223 | The quantity measurement shall be from the outlet of the Transition Fitting (TF) upto the Meter. All intermediate GI fittings (excluding Flexible hose/Anaconda, valves and regulator) shall be considered while measuring length of GI Pipes. | [54 empty] | 223 | The quantity measurement shall be from the outlet of the Transition Fitting (TF) upto the Meter. All intermediate GI fittings (excluding Flexible hose/Anaconda, valves and regulator) shall be considered while measuring length of GI Pipes.
224 | Supply and installation of isolation Ball Valves shall be paid as a separate SOR Item. | [54 empty] | 224 | Supply and installation of isolation Ball Valves shall be paid as a separate SOR Item.
225 | In case of SOR serial no. 216.00, 218.00, 220.00 above (under SOR serial no..- 204.00), owner shall supply Plain or Powder Coated GI Pipes (as free issue) remaining scope of supplies of fittings etc. including all associated works shall be as per serial no.-215.00, 217.00, 219.00 (under SOR serial no. 204.00) | [54 empty] | 225 | In case of SOR serial no. 216.00, 218.00, 220.00 above (under SOR serial no..- 204.00), owner shall supply Plain or Powder Coated GI Pipes (as free issue) remaining scope of supplies of fittings etc. including all associated works shall be as per serial no.-215.00, 217.00, 219.00 (under SOR serial no. 204.00)
226 | Core Cutting work of RCC structure/Brick Wall shall be paid as a separate SOR Item. | [54 empty] | 226 | Core Cutting work of RCC structure/Brick Wall shall be paid as a separate SOR Item.
227 | Above 20th floor welded riser along-with forged fitting is mandatory and same in contractor's scope | [54 empty] | 227 | Above 20th floor welded riser along-with forged fitting is mandatory and same in contractor's scope
228 | Supply, Installation, Testing & Commissioning of Copper Service Pipes /Multi Layer Composite (MLC) Pipes | [54 empty] | 228 | Supply, Installation, Testing & Commissioning of Copper Service Pipes /Multi Layer Composite (MLC) Pipes
229 | Supply and installation of copper tubing as per LEPL TS and associated fittings including brass fittings at the outlet of the meter and at the entry of appliance valve as per satisfaction of EIC. The copper tube and fittings shall be procured from approved vendors who have supplied these items for similar application earlier and with prior approved of Client / Consultant. | [54 empty] | 229 | Supply and installation of copper tubing as per LEPL TS and associated fittings including brass fittings at the outlet of the meter and at the entry of appliance valve as per satisfaction of EIC. The copper tube and fittings shall be procured from approved vendors who have supplied these items for similar application earlier and with prior approved of Client / Consultant.
230 | Copper tube shall be installed from the downstream of meter upto the isolation valve before the customers' appliance as per requirement and to the satisfaction of EIC. The Contractor to provide all equipment, tools and material necessary to execute the work in an efficient manner by cutting, cleaning, flux application, soldering and lacquering. The work includes supply of all tools, tackles and consumables including clamps for fixing the tubes. | [54 empty] | 230 | Copper tube shall be installed from the downstream of meter upto the isolation valve before the customers' appliance as per requirement and to the satisfaction of EIC. The Contractor to provide all equipment, tools and material necessary to execute the work in an efficient manner by cutting, cleaning, flux application, soldering and lacquering. The work includes supply of all tools, tackles and consumables including clamps for fixing the tubes.
231 | 12.0 mm OD x 0.6 mm wall thickness |  | 200000 | Meter | 540 |  |  | Excess(+) | 1 | Full Conversion | INR | [40 empty] | 108000000 | 108000000 | #VALUE! |  | 231 | 12.0 mm OD x 0.6 mm wall thickness | 200000 | Meter
232 | Supply and installation of MLC Pipe as per ISO17484-1 latest standard and installation of Appliance Ball valves as per technical specification alogwith associated acessories/fittings including brass fittings at the outlet of the meter and at the entry of appliance valve as per satisfaction and instruction of EIC. The MLC Pipe and fittings shall be procured from approved vendors or from those vendors, who have supplied these items for similar application earlier and with prior approved of Owner / PMC. | [54 empty] | 232 | Supply and installation of MLC Pipe as per ISO17484-1 latest standard and installation of Appliance Ball valves as per technical specification alogwith associated acessories/fittings including brass fittings at the outlet of the meter and at the entry of appliance valve as per satisfaction and instruction of EIC. The MLC Pipe and fittings shall be procured from approved vendors or from those vendors, who have supplied these items for similar application earlier and with prior approved of Owner / PMC.
233 | MLC Pipe shall be installed from the downstream of meter upto the isolation/ appliance valve before the customer's appliance as per requirement and to the satisfaction of EIC. The Contractor to provide all equipment, tools & tackles and asoociated material required necessary to execute the work in an efficient manner by cutting, cleaning, Bending, Fixing with clamp etc. The work includes supply of all tools, tackles and consumables including clamps for fixing the MLC pipe and restoration of the work area to the satisfaction of the customer. | [54 empty] | 233 | MLC Pipe shall be installed from the downstream of meter upto the isolation/ appliance valve before the customer's appliance as per requirement and to the satisfaction of EIC. The Contractor to provide all equipment, tools & tackles and asoociated material required necessary to execute the work in an efficient manner by cutting, cleaning, Bending, Fixing with clamp etc. The work includes supply of all tools, tackles and consumables including clamps for fixing the MLC pipe and restoration of the work area to the satisfaction of the customer.
234 | 16.0 mm OD | [54 empty] | 234 | 16.0 mm OD
235 | Note: | [54 empty] | 235 | Note:
236 | Supply and installation of Appliance Ball Valves shall be paid as a separate SOR Item. | [54 empty] | 236 | Supply and installation of Appliance Ball Valves shall be paid as a separate SOR Item.
237 | SOR serial No.229.00 & 232.00 shall be carried out including supply of materials, only after getting instruction / approval from EIC. | [54 empty] | 237 | SOR serial No.229.00 & 232.00 shall be carried out including supply of materials, only after getting instruction / approval from EIC.
238 | Installation of Meter, Flexible Hose & Conversion of Domestic Appliance: | [54 empty] | 238 | Installation of Meter, Flexible Hose & Conversion of Domestic Appliance:
239 | Installation & fixing of meters with associated inlet connections/ fittings, valves, Meter Regulators(100mbar-21mbar) approved meter brackets and other supports by proper scaffolding/ grouting, Restoring the area to original completre as per specification. (Meter and Regulator will be provided as free issue Items) |  | 90000 | Nos. | 342 |  |  | Excess(+) | 1 | Full Conversion | INR | [40 empty] | 30780000 | 30780000 | #VALUE! |  | 239 | Installation & fixing of meters with associated inlet connections/ fittings, valves, Meter Regulators(100mbar-21mbar) approved meter brackets and other supports by proper scaffolding/ grouting, Restoring the area to original completre as per specification. (Meter and Regulator will be provided as free issue Items) | 90000 | Nos.
240 | Installation & fixing of meters with associated inlet connections/ fittings, valves, Domestic Regulators(4bar-21mbar) approved meter brackets and other supports by proper scaffolding/ grouting, Restoring the area to original completre as per specification. (Meter and Regulator will be provided as free issue Items) |  | 10000 | Nos. | 596 |  |  | Excess(+) | 1 | Full Conversion | INR | [40 empty] | 5960000 | 5960000 | #VALUE! |  | 240 | Installation & fixing of meters with associated inlet connections/ fittings, valves, Domestic Regulators(4bar-21mbar) approved meter brackets and other supports by proper scaffolding/ grouting, Restoring the area to original completre as per specification. (Meter and Regulator will be provided as free issue Items) | 10000 | Nos.
241 | Charging of Domestic Appliance,This works starts from outlet of meters which includes installation of GI pipe,Appliance valve etc & other supports by proper scaffolding/ grouting, Restoring the area to original completre as per specification. The work also includes installation and supply of Steel reinforced Flexible Hose as per IS 9573 (with Type as per lastest PNGRB guidelines) (Gas tube from end of Isolation Valve upto burners/stove) and charging of LPG stove/PNG stove (one per household) including supply of all types of burner nozzles/jets and associated controls. |  | 100000 | Nos. | 276 |  |  | Excess(+) | 1 | Full Conversion | INR | [40 empty] | 27600000 | 27600000 | #VALUE! |  | 241 | Charging of Domestic Appliance,This works starts from outlet of meters which includes installation of GI pipe,Appliance valve etc & other supports by proper scaffolding/ grouting, Restoring the area to original completre as per specification. The work also includes installation and supply of Steel reinforced Flexible Hose as per IS 9573 (with Type as per lastest PNGRB guidelines) (Gas tube from end of Isolation Valve upto burners/stove) and charging of LPG stove/PNG stove (one per household) including supply of all types of burner nozzles/jets and associated controls. | 100000 | Nos.
242 | Cleaning and performing minor maintenance, greasing etc. of appliance, testing/ showing performance to the customer ,signing of Joint Meter Records (JMR) and instructing customer on use & safety norms, complete as per specifications & to satisfaction of customer | [54 empty] | 242 | Cleaning and performing minor maintenance, greasing etc. of appliance, testing/ showing performance to the customer ,signing of Joint Meter Records (JMR) and instructing customer on use & safety norms, complete as per specifications & to satisfaction of customer
243 | Isolation Ball Valve And Appliance Valve | [54 empty] | 243 | Isolation Ball Valve And Appliance Valve
244 | Supply and installation of Isolation & Appliance Ball Valves as per Technical Specification and as directed by EIC | [54 empty] | 244 | Supply and installation of Isolation & Appliance Ball Valves as per Technical Specification and as directed by EIC
245 | Isolation Ball Valve 1/2 " max. 6 bar (g) |  | 300000 | Nos. | 306 |  |  | Excess(+) | 1 | Full Conversion | INR | [40 empty] | 91800000 | 91800000 | #VALUE! |  | 245 | Isolation Ball Valve 1/2 " max. 6 bar (g) | 300000 | Nos.
246 | Isolation Ball Valve 3/4 " max. 6 bar (g) |  | 30000 | Nos. | 498 |  |  | Excess(+) | 1 | Full Conversion | INR | [40 empty] | 14940000 | 14940000 | #VALUE! |  | 246 | Isolation Ball Valve 3/4 " max. 6 bar (g) | 30000 | Nos.
247 | Isolation Ball Valve 1 " max. 6 bar (g) |  | 8000 | Nos. | 623 |  |  | Excess(+) | 1 | Full Conversion | INR | [40 empty] | 4984000 | 4984000 | #VALUE! |  | 247 | Isolation Ball Valve 1 " max. 6 bar (g) | 8000 | Nos.
248 | Appliance Ball Valve 1/2 " max. 35 mili Bar (g) |  | 100000 | Nos. | 258 |  |  | Excess(+) | 1 | Full Conversion | INR | [40 empty] | 25800000 | 25800000 | #VALUE! |  | 248 | Appliance Ball Valve 1/2 " max. 35 mili Bar (g) | 100000 | Nos.
249 | Testing,Commsioning & integration of previously laid GI /Copper Piping for PNG Connection:- | [54 empty] | 249 | Testing,Commsioning & integration of previously laid GI /Copper Piping for PNG Connection:-
250 | Testing,Commsioning & integration of previously laid GI /Copper Piping network of various sizes having riser ,headers as well as laterals & outlet work (GI/Copper).Item include checking of the network by air pressure ,repair if any leakage observed and to make network ready for GAS-IN by providing manpower tools & tackles ,gasket etc. The total length of the network being tested shall be considered for payment . All sizes of GI network from 1/2" to 1" and Copper Outlet pipe. Note:- i) It includes any rectification,repair or replacement activities involving associated GI /CU fittings (as applicable) ,GI valve etc. and any other associated work required for completeness of PNG connections. ii) It may also be noted that in case of replacement of GI pipes ,same shall be payable as per SOR serial no. 179.00/ 204.00 (which includes required GI fitting for complete integration and in that case payment for the fiiting coming under the replaced length of GI pipe shall not be payble in SOR serial no. 249.00). iii) It may also be noted that in case of replacement of Cu tubes ,same shall be payable as per SOR serial no. 228.00 (which includes required fitting for complete integration and in that case payment for the fiiting coming under the replaced length of Cu Tube shall not be payble in SOR serial no. 249.00). | [54 empty] | 250 | Testing,Commsioning & integration of previously laid GI /Copper Piping network of various sizes having riser ,headers as well as laterals & outlet work (GI/Copper).Item include checking of the network by air pressure ,repair if any leakage observed and to make network ready for GAS-IN by providing manpower tools & tackles ,gasket etc. The total length of the network being tested shall be considered for payment . All sizes of GI network from 1/2" to 1" and Copper Outlet pipe. Note:- i) It includes any rectification,repair or replacement activities involving associated GI /CU fittings (as applicable) ,GI valve etc. and any other associated work required for completeness of PNG connections. ii) It may also be noted that in case of replacement of GI pipes ,same shall be payable as per SOR serial no. 179.00/ 204.00 (which includes required GI fitting for complete integration and in that case payment for the fiiting coming under the replaced length of GI pipe shall not be payble in SOR serial no. 249.00). iii) It may also be noted that in case of replacement of Cu tubes ,same shall be payable as per SOR serial no. 228.00 (which includes required fitting for complete integration and in that case payment for the fiiting coming under the replaced length of Cu Tube shall not be payble in SOR serial no. 249.00).
251 | Testing,Commsioning & integration of previously laid GI Piping |  | 3000 | Meter | 54 |  |  | Excess(+) | 1 | Full Conversion | INR | [40 empty] | 162000 | 162000 | #VALUE! |  | 251 | Testing,Commsioning & integration of previously laid GI Piping | 3000 | Meter
252 | Testing,Commsioning & integration of previously laid Copper Piping |  | 100 | Meter | 77 |  |  | Excess(+) | 1 | Full Conversion | INR | [40 empty] | 7700 | 7700 | #VALUE! |  | 252 | Testing,Commsioning & integration of previously laid Copper Piping | 100 | Meter
253 | Regulator Boxes: Supply including painting of approved make regulator boxes and installing them firmly by grouting using approved bracket /clamps as per drawing enclosed & as per specifications and and cleaning the area complete to the satisfaction. | [54 empty] | 253 | Regulator Boxes: Supply including painting of approved make regulator boxes and installing them firmly by grouting using approved bracket /clamps as per drawing enclosed & as per specifications and and cleaning the area complete to the satisfaction.
254 | Service Regulator Boxes: Supply and installation of Service Regulators Boxes as per drawing attached and as per directions of EIC. |  | 400 | Nos | 1227 |  |  | Excess(+) | 1 | Full Conversion | INR | [40 empty] | 490800 | 490800 | #VALUE! |  | 254 | Service Regulator Boxes: Supply and installation of Service Regulators Boxes as per drawing attached and as per directions of EIC. | 400 | Nos
255 | Domestic/Service Regulators :-Installation of all type of regulators at all floors of various capacity 2.5 to 65 SCMH with supply & fixing of associated inlet and outlet connections/ fittings,HEX nipple on inlet and outlet side of regulator,bracket and other supports with grouting as required ,by using proper scaffolding .Restoring the area to orginal completre as per specification. | [54 empty] | 255 | Domestic/Service Regulators :-Installation of all type of regulators at all floors of various capacity 2.5 to 65 SCMH with supply & fixing of associated inlet and outlet connections/ fittings,HEX nipple on inlet and outlet side of regulator,bracket and other supports with grouting as required ,by using proper scaffolding .Restoring the area to orginal completre as per specification.
256 | Domestic Service Regulator (0.5 -6 bar to 100mbar)-10 SCMH to 65 SCMH capacity (only supply of regulator is free issue material) |  | 1000 | Nos. | 1018 |  |  | Excess(+) | 1 | Full Conversion | INR | [40 empty] | 1018000 | 1018000 | #VALUE! |  | 256 | Domestic Service Regulator (0.5 -6 bar to 100mbar)-10 SCMH to 65 SCMH capacity (only supply of regulator is free issue material) | 1000 | Nos.
257 | Stream Service Regulator as per approved scheme. Ref. dwg LEPL-STD-MDPE-044 |  | 500 | Nos. | 9144 |  |  | Excess(+) | 1 | Full Conversion | INR | [40 empty] | 4572000 | 4572000 | #VALUE! |  | 257 | Stream Service Regulator as per approved scheme. Ref. dwg LEPL-STD-MDPE-044 | 500 | Nos.
258 | COMMERCIAL METER:- Installation & fixing of commercial meter alongwith box such as G4,G6,G10,G16 and G25 etc with associated inlet and outlet connection fittings,Meter brackets (if required) ,pipe supports etc,by using proper scaffolding .Restoring the area to original completre as per specification.Commercial Meter is a free issue material. |  | 12 | Nos. | 28513 |  |  | Excess(+) | 1 | Full Conversion | INR | [40 empty] | 342156 | 342156 | #VALUE! |  | 258 | COMMERCIAL METER:- Installation & fixing of commercial meter alongwith box such as G4,G6,G10,G16 and G25 etc with associated inlet and outlet connection fittings,Meter brackets (if required) ,pipe supports etc,by using proper scaffolding .Restoring the area to original completre as per specification.Commercial Meter is a free issue material. | 12 | Nos.
259 | COMMERCIAL REGULATOR:- Installation & fixing of commercial regulators(0.5-6 bar to 300/500mbar)-10 SCMH to 65 SCMH capacity with associated inlet and outlet connection fittings with required supports.Restoring the area to original completre as per specification.Commercial Regulator is a free issue material. |  | 12 | Nos. | 3347 |  |  | Excess(+) | 1 | Full Conversion | INR | [40 empty] | 40164 | 40164 | #VALUE! |  | 259 | COMMERCIAL REGULATOR:- Installation & fixing of commercial regulators(0.5-6 bar to 300/500mbar)-10 SCMH to 65 SCMH capacity with associated inlet and outlet connection fittings with required supports.Restoring the area to original completre as per specification.Commercial Regulator is a free issue material. | 12 | Nos.
260 | Preservation of Pipeline | [54 empty] | 260 | Preservation of Pipeline
261 | Preservation of pipeline sections and associated facilities (in event of delay in comissioning, other unforeseen reasons) including supply of nitrogen, all consumables, all equipment, man-power, etc. complete as per the requirements of specifications, other provisions of Contract document and instructions of Engineer-in-charge. | [54 empty] | 261 | Preservation of pipeline sections and associated facilities (in event of delay in comissioning, other unforeseen reasons) including supply of nitrogen, all consumables, all equipment, man-power, etc. complete as per the requirements of specifications, other provisions of Contract document and instructions of Engineer-in-charge.
262 | By filling and pressurizing with nitrogen to a pressure of 2 bar(g) for a period of one month or part thereof. | [54 empty] | 262 | By filling and pressurizing with nitrogen to a pressure of 2 bar(g) for a period of one month or part thereof.
263 | For 180 mm Pipeline |  | 100 | Meter | 25 |  |  | Excess(+) | 1 | Full Conversion | INR | [40 empty] | 2500 | 2500 | #VALUE! |  | 263 | For 180 mm Pipeline | 100 | Meter
264 | For 125 mm Pipeline |  | 100000 | Meter | 21 |  |  | Excess(+) | 1 | Full Conversion | INR | [40 empty] | 2100000 | 2100000 | #VALUE! |  | 264 | For 125 mm Pipeline | 100000 | Meter
265 | For 90 mm Pipeline |  | 150000 | Meter | 18 |  |  | Excess(+) | 1 | Full Conversion | INR | [40 empty] | 2700000 | 2700000 | #VALUE! |  | 265 | For 90 mm Pipeline | 150000 | Meter
266 | For 63 mm Pipeline |  | 300000 | Meter | 16 |  |  | Excess(+) | 1 | Full Conversion | INR | [40 empty] | 4800000 | 4800000 | #VALUE! |  | 266 | For 63 mm Pipeline | 300000 | Meter
267 | For 32 mm Pipeline |  | 450000 | Meter | 13 |  |  | Excess(+) | 1 | Full Conversion | INR | [40 empty] | 5850000 | 5850000 | #VALUE! |  | 267 | For 32 mm Pipeline | 450000 | Meter
268 | For 20 mm Pipeline |  | 5000 | Meter | 12 |  |  | Excess(+) | 1 | Full Conversion | INR | [40 empty] | 60000 | 60000 | #VALUE! |  | 268 | For 20 mm Pipeline | 5000 | Meter
269 | For every additional period of one month or part thereof Limited to 6 month | [54 empty] | 269 | For every additional period of one month or part thereof Limited to 6 month
270 | For 180 mm Pipeline |  | 100 | Meter | 13 |  |  | Excess(+) | 1 | Full Conversion | INR | [40 empty] | 1300 | 1300 | #VALUE! |  | 270 | For 180 mm Pipeline | 100 | Meter
271 | For 125 mm Pipeline |  | 100000 | Meter | 11 |  |  | Excess(+) | 1 | Full Conversion | INR | [40 empty] | 1100000 | 1100000 | #VALUE! |  | 271 | For 125 mm Pipeline | 100000 | Meter
272 | For 90 mm Pipeline |  | 150000 | Meter | 10 |  |  | Excess(+) | 1 | Full Conversion | INR | [40 empty] | 1500000 | 1500000 | #VALUE! |  | 272 | For 90 mm Pipeline | 150000 | Meter
273 | For 63 mm Pipeline |  | 300000 | Meter | 8 |  |  | Excess(+) | 1 | Full Conversion | INR | [40 empty] | 2400000 | 2400000 | #VALUE! |  | 273 | For 63 mm Pipeline | 300000 | Meter
274 | For 32 mm Pipeline |  | 450000 | Meter | 7 |  |  | Excess(+) | 1 | Full Conversion | INR | [40 empty] | 3150000 | 3150000 | #VALUE! |  | 274 | For 32 mm Pipeline | 450000 | Meter
275 | For 20 mm Pipeline |  | 5000 | Meter | 6 |  |  | Excess(+) | 1 | Full Conversion | INR | [40 empty] | 30000 | 30000 | #VALUE! |  | 275 | For 20 mm Pipeline | 5000 | Meter
276 | Notes: i) The above length is not for a single section but for no. of sections. | [54 empty] | 276 | Notes: i) The above length is not for a single section but for no. of sections.
277 | ii) All accessrious ie; End caps and two nos tappings of 3/4 inches, PG to be considered per section and rate for the same shall be quoted by bidder under this item. | [54 empty] | 277 | ii) All accessrious ie; End caps and two nos tappings of 3/4 inches, PG to be considered per section and rate for the same shall be quoted by bidder under this item.
278 | iii) If month is partially complete, payment shall be made on prorata basis. | [54 empty] | 278 | iii) If month is partially complete, payment shall be made on prorata basis.
279 | iv) Scope includes pressure holding for a period of 6 months or as per EIC and jointing of PE pipe (if required) due to damage by any means and further filling of nitrogen for pressure holding. | [54 empty] | 279 | iv) Scope includes pressure holding for a period of 6 months or as per EIC and jointing of PE pipe (if required) due to damage by any means and further filling of nitrogen for pressure holding.
280 | Registration of Domestic PNG Connections | [54 empty] | 280 | Registration of Domestic PNG Connections
281 | Assistance in carrying out the work of Domestic PNG registration as per directions/instructions of the Marketing In charge of CLIENT / Authorized representative including but not limited to following: 1) Enrolment & Registration of Domestic PNG Customers as per the given target. 2) Collection of filled up form along with Cheque/Demand Draft of Security Deposit amount and documents . 3) Submission of application along with SD Cheque/DD and all supporting documents All other activities as may be required to complete the work in all respect is defined in the Scope of work to be read along with the Special Conditions of Contract and as per instructions of MIC. Carrying out the marketing activities for Domestic PNG connection as detailed in Scope of work, complete in all respects, as per directions/instructions of the Marketing In Charge including but not limited to the following: Distribution of leaflets & FAQ, Installation of banners, to be provided by client, at prime location, Awareness cum Registration Camp, Audio / Visual Presentations, Organizing Road Shows, etc. |  | 50000 | Nos. | 150 |  |  | Excess(+) | 1 | Full Conversion | INR | [40 empty] | 7500000 | 7500000 | #VALUE! |  | 281 | Assistance in carrying out the work of Domestic PNG registration as per directions/instructions of the Marketing In charge of CLIENT / Authorized representative including but not limited to following: 1) Enrolment & Registration of Domestic PNG Customers as per the given target. 2) Collection of filled up form along with Cheque/Demand Draft of Security Deposit amount and documents . 3) Submission of application along with SD Cheque/DD and all supporting documents All other activities as may be required to complete the work in all respect is defined in the Scope of work to be read along with the Special Conditions of Contract and as per instructions of MIC. Carrying out the marketing activities for Domestic PNG connection as detailed in Scope of work, complete in all respects, as per directions/instructions of the Marketing In Charge including but not limited to the following: Distribution of leaflets & FAQ, Installation of banners, to be provided by client, at prime location, Awareness cum Registration Camp, Audio / Visual Presentations, Organizing Road Shows, etc. | 50000 | Nos.
282 | Note:(i) The quantites of individual item can varied as per site requirement.The payment will be made as per actual certified measurement at site. For the supply items the quantities shall be procured after approval from client/ consultant/EIC. | [54 empty] | 282 | Note:(i) The quantites of individual item can varied as per site requirement.The payment will be made as per actual certified measurement at site. For the supply items the quantities shall be procured after approval from client/ consultant/EIC.
283 | (ii) The bidder must indicate currency(ies) against each quoted item of the SOR. | [54 empty] | 283 | (ii) The bidder must indicate currency(ies) against each quoted item of the SOR.
284 | (iii) The total amount shall also be given by the bidder in the quoted currency(ies). (iv) Some of the may / may not be execute as per site requirements. | [54 empty] | 284 | (iii) The total amount shall also be given by the bidder in the quoted currency(ies). (iv) Some of the may / may not be execute as per site requirements.
285 | TOTAL DPNG WORK (D) | [53 empty] | 610420420 | 285 | TOTAL DPNG WORK (D)
286 | Total Price (inclusive of all applicable taxes, duties & other levies [if any] payable by the Contractor under the Contract, or for any other cause except final GST) for complete scope of work | [53 empty] | 1906946665 | 286 | Total Price (inclusive of all applicable taxes, duties & other levies [if any] payable by the Contractor under the Contract, or for any other cause except final GST) for complete scope of work
287 | Total Price (inclusive of all applicable taxes, duties & other levies [if any] payable by the Contractor under the Contract, or for any other cause With 18% GST) for complete scope of work is shown in below column. | [53 empty] | 1803296665 | 287 | Total Price (inclusive of all applicable taxes, duties & other levies [if any] payable by the Contractor under the Contract, or for any other cause With 18% GST) for complete scope of work is shown in below column.
Total in Figures | [51 empty] | 2250197064.7 | 2250197064.7 | #VALUE! |  |  |  |  | 4 | Construction of chamber for 100mm sluice plates | item5 | 10 | Nos
Quoted Rate in Figures |  |  |  | Select | [47 empty] | 0 | 0 | #VALUE!
Quoted Rate in Words |  | #VALUE!
Note on K13: gepadmin: 1. If you choose "Full Conversion" then Column BA (AMOUNT) and Column BB (TAXES) BOTH values will be convert based on selected Currency in (Column L). 2. If you choose "Partial Conversion" then Column BA (AMOUNT) only will be converted based on selected currency (Column L) and Column BB (TAXES) value (INR) will be added to the converted values.
Note on K14: gepadmin: 1. If you choose "Full Conversion" then Column BA (AMOUNT) and Column BB (TAXES) BOTH values will be convert based on selected Currency in (Column L). 2. If you choose "Partial Conversion" then Column BA (AMOUNT) only will be converted based on selected currency (Column L) and Column BB (TAXES) value (INR) will be added to the converted values.
Note on K15: gepadmin: 1. If you choose "Full Conversion" then Column BA (AMOUNT) and Column BB (TAXES) BOTH values will be convert based on selected Currency in (Column L). 2. If you choose "Partial Conversion" then Column BA (AMOUNT) only will be converted based on selected currency (Column L) and Column BB (TAXES) value (INR) will be added to the converted values.
Note on K16: gepadmin: 1. If you choose "Full Conversion" then Column BA (AMOUNT) and Column BB (TAXES) BOTH values will be convert based on selected Currency in (Column L). 2. If you choose "Partial Conversion" then Column BA (AMOUNT) only will be converted based on selected currency (Column L) and Column BB (TAXES) value (INR) will be added to the converted values.
Note on K17: gepadmin: 1. If you choose "Full Conversion" then Column BA (AMOUNT) and Column BB (TAXES) BOTH values will be convert based on selected Currency in (Column L). 2. If you choose "Partial Conversion" then Column BA (AMOUNT) only will be converted based on selected currency (Column L) and Column BB (TAXES) value (INR) will be added to the converted values.
Note on K18: gepadmin: 1. If you choose "Full Conversion" then Column BA (AMOUNT) and Column BB (TAXES) BOTH values will be convert based on selected Currency in (Column L). 2. If you choose "Partial Conversion" then Column BA (AMOUNT) only will be converted based on selected currency (Column L) and Column BB (TAXES) value (INR) will be added to the converted values.
Note on K19: gepadmin: 1. If you choose "Full Conversion" then Column BA (AMOUNT) and Column BB (TAXES) BOTH values will be convert based on selected Currency in (Column L). 2. If you choose "Partial Conversion" then Column BA (AMOUNT) only will be converted based on selected currency (Column L) and Column BB (TAXES) value (INR) will be added to the converted values.
Note on K20: gepadmin: 1. If you choose "Full Conversion" then Column BA (AMOUNT) and Column BB (TAXES) BOTH values will be convert based on selected Currency in (Column L). 2. If you choose "Partial Conversion" then Column BA (AMOUNT) only will be converted based on selected currency (Column L) and Column BB (TAXES) value (INR) will be added to the converted values.
Note on K21: gepadmin: 1. If you choose "Full Conversion" then Column BA (AMOUNT) and Column BB (TAXES) BOTH values will be convert based on selected Currency in (Column L). 2. If you choose "Partial Conversion" then Column BA (AMOUNT) only will be converted based on selected currency (Column L) and Column BB (TAXES) value (INR) will be added to the converted values.
Note on K22: gepadmin: 1. If you choose "Full Conversion" then Column BA (AMOUNT) and Column BB (TAXES) BOTH values will be convert based on selected Currency in (Column L). 2. If you choose "Partial Conversion" then Column BA (AMOUNT) only will be converted based on selected currency (Column L) and Column BB (TAXES) value (INR) will be added to the converted values.
Note on K23: gepadmin: 1. If you choose "Full Conversion" then Column BA (AMOUNT) and Column BB (TAXES) BOTH values will be convert based on selected Currency in (Column L). 2. If you choose "Partial Conversion" then Column BA (AMOUNT) only will be converted based on selected currency (Column L) and Column BB (TAXES) value (INR) will be added to the converted values.
Note on K24: gepadmin: 1. If you choose "Full Conversion" then Column BA (AMOUNT) and Column BB (TAXES) BOTH values will be convert based on selected Currency in (Column L). 2. If you choose "Partial Conversion" then Column BA (AMOUNT) only will be converted based on selected currency (Column L) and Column BB (TAXES) value (INR) will be added to the converted values.
Note on K25: gepadmin: 1. If you choose "Full Conversion" then Column BA (AMOUNT) and Column BB (TAXES) BOTH values will be convert based on selected Currency in (Column L). 2. If you choose "Partial Conversion" then Column BA (AMOUNT) only will be converted based on selected currency (Column L) and Column BB (TAXES) value (INR) will be added to the converted values.
Note on K26: gepadmin: 1. If you choose "Full Conversion" then Column BA (AMOUNT) and Column BB (TAXES) BOTH values will be convert based on selected Currency in (Column L). 2. If you choose "Partial Conversion" then Column BA (AMOUNT) only will be converted based on selected currency (Column L) and Column BB (TAXES) value (INR) will be added to the converted values.
Note on K27: gepadmin: 1. If you choose "Full Conversion" then Column BA (AMOUNT) and Column BB (TAXES) BOTH values will be convert based on selected Currency in (Column L). 2. If you choose "Partial Conversion" then Column BA (AMOUNT) only will be converted based on selected currency (Column L) and Column BB (TAXES) value (INR) will be added to the converted values.
Note on K28: gepadmin: 1. If you choose "Full Conversion" then Column BA (AMOUNT) and Column BB (TAXES) BOTH values will be convert based on selected Currency in (Column L). 2. If you choose "Partial Conversion" then Column BA (AMOUNT) only will be converted based on selected currency (Column L) and Column BB (TAXES) value (INR) will be added to the converted values.
Note on K29: gepadmin: 1. If you choose "Full Conversion" then Column BA (AMOUNT) and Column BB (TAXES) BOTH values will be convert based on selected Currency in (Column L). 2. If you choose "Partial Conversion" then Column BA (AMOUNT) only will be converted based on selected currency (Column L) and Column BB (TAXES) value (INR) will be added to the converted values.
Note on K30: gepadmin: 1. If you choose "Full Conversion" then Column BA (AMOUNT) and Column BB (TAXES) BOTH values will be convert based on selected Currency in (Column L). 2. If you choose "Partial Conversion" then Column BA (AMOUNT) only will be converted based on selected currency (Column L) and Column BB (TAXES) value (INR) will be added to the converted values.
Note on K31: gepadmin: 1. If you choose "Full Conversion" then Column BA (AMOUNT) and Column BB (TAXES) BOTH values will be convert based on selected Currency in (Column L). 2. If you choose "Partial Conversion" then Column BA (AMOUNT) only will be converted based on selected currency (Column L) and Column BB (TAXES) value (INR) will be added to the converted values.
Note on K32: gepadmin: 1. If you choose "Full Conversion" then Column BA (AMOUNT) and Column BB (TAXES) BOTH values will be convert based on selected Currency in (Column L). 2. If you choose "Partial Conversion" then Column BA (AMOUNT) only will be converted based on selected currency (Column L) and Column BB (TAXES) value (INR) will be added to the converted values.
Note on K33: gepadmin: 1. If you choose "Full Conversion" then Column BA (AMOUNT) and Column BB (TAXES) BOTH values will be convert based on selected Currency in (Column L). 2. If you choose "Partial Conversion" then Column BA (AMOUNT) only will be converted based on selected currency (Column L) and Column BB (TAXES) value (INR) will be added to the converted values.
Note on K34: gepadmin: 1. If you choose "Full Conversion" then Column BA (AMOUNT) and Column BB (TAXES) BOTH values will be convert based on selected Currency in (Column L). 2. If you choose "Partial Conversion" then Column BA (AMOUNT) only will be converted based on selected currency (Column L) and Column BB (TAXES) value (INR) will be added to the converted values.
Note on K35: gepadmin: 1. If you choose "Full Conversion" then Column BA (AMOUNT) and Column BB (TAXES) BOTH values will be convert based on selected Currency in (Column L). 2. If you choose "Partial Conversion" then Column BA (AMOUNT) only will be converted based on selected currency (Column L) and Column BB (TAXES) value (INR) will be added to the converted values.
Note on K36: gepadmin: 1. If you choose "Full Conversion" then Column BA (AMOUNT) and Column BB (TAXES) BOTH values will be convert based on selected Currency in (Column L). 2. If you choose "Partial Conversion" then Column BA (AMOUNT) only will be converted based on selected currency (Column L) and Column BB (TAXES) value (INR) will be added to the converted values.
Note on K37: gepadmin: 1. If you choose "Full Conversion" then Column BA (AMOUNT) and Column BB (TAXES) BOTH values will be convert based on selected Currency in (Column L). 2. If you choose "Partial Conversion" then Column BA (AMOUNT) only will be converted based on selected currency (Column L) and Column BB (TAXES) value (INR) will be added to the converted values.
Note on K38: gepadmin: 1. If you choose "Full Conversion" then Column BA (AMOUNT) and Column BB (TAXES) BOTH values will be convert based on selected Currency in (Column L). 2. If you choose "Partial Conversion" then Column BA (AMOUNT) only will be converted based on selected currency (Column L) and Column BB (TAXES) value (INR) will be added to the converted values.
Note on K39: gepadmin: 1. If you choose "Full Conversion" then Column BA (AMOUNT) and Column BB (TAXES) BOTH values will be convert based on selected Currency in (Column L). 2. If you choose "Partial Conversion" then Column BA (AMOUNT) only will be converted based on selected currency (Column L) and Column BB (TAXES) value (INR) will be added to the converted values.
Note on K40: gepadmin: 1. If you choose "Full Conversion" then Column BA (AMOUNT) and Column BB (TAXES) BOTH values will be convert based on selected Currency in (Column L). 2. If you choose "Partial Conversion" then Column BA (AMOUNT) only will be converted based on selected currency (Column L) and Column BB (TAXES) value (INR) will be added to the converted values.
Note on K41: gepadmin: 1. If you choose "Full Conversion" then Column BA (AMOUNT) and Column BB (TAXES) BOTH values will be convert based on selected Currency in (Column L). 2. If you choose "Partial Conversion" then Column BA (AMOUNT) only will be converted based on selected currency (Column L) and Column BB (TAXES) value (INR) will be added to the converted values.
Note on K42: gepadmin: 1. If you choose "Full Conversion" then Column BA (AMOUNT) and Column BB (TAXES) BOTH values will be convert based on selected Currency in (Column L). 2. If you choose "Partial Conversion" then Column BA (AMOUNT) only will be converted based on selected currency (Column L) and Column BB (TAXES) value (INR) will be added to the converted values.
Note on K43: gepadmin: 1. If you choose "Full Conversion" then Column BA (AMOUNT) and Column BB (TAXES) BOTH values will be convert based on selected Currency in (Column L). 2. If you choose "Partial Conversion" then Column BA (AMOUNT) only will be converted based on selected currency (Column L) and Column BB (TAXES) value (INR) will be added to the converted values.
Note on K44: gepadmin: 1. If you choose "Full Conversion" then Column BA (AMOUNT) and Column BB (TAXES) BOTH values will be convert based on selected Currency in (Column L). 2. If you choose "Partial Conversion" then Column BA (AMOUNT) only will be converted based on selected currency (Column L) and Column BB (TAXES) value (INR) will be added to the converted values.
Note on K45: gepadmin: 1. If you choose "Full Conversion" then Column BA (AMOUNT) and Column BB (TAXES) BOTH values will be convert based on selected Currency in (Column L). 2. If you choose "Partial Conversion" then Column BA (AMOUNT) only will be converted based on selected currency (Column L) and Column BB (TAXES) value (INR) will be added to the converted values.
Note on K46: gepadmin: 1. If you choose "Full Conversion" then Column BA (AMOUNT) and Column BB (TAXES) BOTH values will be convert based on selected Currency in (Column L). 2. If you choose "Partial Conversion" then Column BA (AMOUNT) only will be converted based on selected currency (Column L) and Column BB (TAXES) value (INR) will be added to the converted values.
Note on K47: gepadmin: 1. If you choose "Full Conversion" then Column BA (AMOUNT) and Column BB (TAXES) BOTH values will be convert based on selected Currency in (Column L). 2. If you choose "Partial Conversion" then Column BA (AMOUNT) only will be converted based on selected currency (Column L) and Column BB (TAXES) value (INR) will be added to the converted values.
Note on K48: gepadmin: 1. If you choose "Full Conversion" then Column BA (AMOUNT) and Column BB (TAXES) BOTH values will be convert based on selected Currency in (Column L). 2. If you choose "Partial Conversion" then Column BA (AMOUNT) only will be converted based on selected currency (Column L) and Column BB (TAXES) value (INR) will be added to the converted values.
Note on K49: gepadmin: 1. If you choose "Full Conversion" then Column BA (AMOUNT) and Column BB (TAXES) BOTH values will be convert based on selected Currency in (Column L). 2. If you choose "Partial Conversion" then Column BA (AMOUNT) only will be converted based on selected currency (Column L) and Column BB (TAXES) value (INR) will be added to the converted values.
Note on K50: gepadmin: 1. If you choose "Full Conversion" then Column BA (AMOUNT) and Column BB (TAXES) BOTH values will be convert based on selected Currency in (Column L). 2. If you choose "Partial Conversion" then Column BA (AMOUNT) only will be converted based on selected currency (Column L) and Column BB (TAXES) value (INR) will be added to the converted values.
Note on K51: gepadmin: 1. If you choose "Full Conversion" then Column BA (AMOUNT) and Column BB (TAXES) BOTH values will be convert based on selected Currency in (Column L). 2. If you choose "Partial Conversion" then Column BA (AMOUNT) only will be converted based on selected currency (Column L) and Column BB (TAXES) value (INR) will be added to the converted values.
Note on K52: gepadmin: 1. If you choose "Full Conversion" then Column BA (AMOUNT) and Column BB (TAXES) BOTH values will be convert based on selected Currency in (Column L). 2. If you choose "Partial Conversion" then Column BA (AMOUNT) only will be converted based on selected currency (Column L) and Column BB (TAXES) value (INR) will be added to the converted values.
Note on K53: gepadmin: 1. If you choose "Full Conversion" then Column BA (AMOUNT) and Column BB (TAXES) BOTH values will be convert based on selected Currency in (Column L). 2. If you choose "Partial Conversion" then Column BA (AMOUNT) only will be converted based on selected currency (Column L) and Column BB (TAXES) value (INR) will be added to the converted values.
Note on K54: gepadmin: 1. If you choose "Full Conversion" then Column BA (AMOUNT) and Column BB (TAXES) BOTH values will be convert based on selected Currency in (Column L). 2. If you choose "Partial Conversion" then Column BA (AMOUNT) only will be converted based on selected currency (Column L) and Column BB (TAXES) value (INR) will be added to the converted values.
Note on K55: gepadmin: 1. If you choose "Full Conversion" then Column BA (AMOUNT) and Column BB (TAXES) BOTH values will be convert based on selected Currency in (Column L). 2. If you choose "Partial Conversion" then Column BA (AMOUNT) only will be converted based on selected currency (Column L) and Column BB (TAXES) value (INR) will be added to the converted values.
Note on K56: gepadmin: 1. If you choose "Full Conversion" then Column BA (AMOUNT) and Column BB (TAXES) BOTH values will be convert based on selected Currency in (Column L). 2. If you choose "Partial Conversion" then Column BA (AMOUNT) only will be converted based on selected currency (Column L) and Column BB (TAXES) value (INR) will be added to the converted values.
Note on K57: gepadmin: 1. If you choose "Full Conversion" then Column BA (AMOUNT) and Column BB (TAXES) BOTH values will be convert based on selected Currency in (Column L). 2. If you choose "Partial Conversion" then Column BA (AMOUNT) only will be converted based on selected currency (Column L) and Column BB (TAXES) value (INR) will be added to the converted values.
Note on K58: gepadmin: 1. If you choose "Full Conversion" then Column BA (AMOUNT) and Column BB (TAXES) BOTH values will be convert based on selected Currency in (Column L). 2. If you choose "Partial Conversion" then Column BA (AMOUNT) only will be converted based on selected currency (Column L) and Column BB (TAXES) value (INR) will be added to the converted values.
Note on K59: gepadmin: 1. If you choose "Full Conversion" then Column BA (AMOUNT) and Column BB (TAXES) BOTH values will be convert based on selected Currency in (Column L). 2. If you choose "Partial Conversion" then Column BA (AMOUNT) only will be converted based on selected currency (Column L) and Column BB (TAXES) value (INR) will be added to the converted values.
Note on K60: gepadmin: 1. If you choose "Full Conversion" then Column BA (AMOUNT) and Column BB (TAXES) BOTH values will be convert based on selected Currency in (Column L). 2. If you choose "Partial Conversion" then Column BA (AMOUNT) only will be converted based on selected currency (Column L) and Column BB (TAXES) value (INR) will be added to the converted values.
Note on K61: gepadmin: 1. If you choose "Full Conversion" then Column BA (AMOUNT) and Column BB (TAXES) BOTH values will be convert based on selected Currency in (Column L). 2. If you choose "Partial Conversion" then Column BA (AMOUNT) only will be converted based on selected currency (Column L) and Column BB (TAXES) value (INR) will be added to the converted values.
Note on K62: gepadmin: 1. If you choose "Full Conversion" then Column BA (AMOUNT) and Column BB (TAXES) BOTH values will be convert based on selected Currency in (Column L). 2. If you choose "Partial Conversion" then Column BA (AMOUNT) only will be converted based on selected currency (Column L) and Column BB (TAXES) value (INR) will be added to the converted values.
Note on K63: gepadmin: 1. If you choose "Full Conversion" then Column BA (AMOUNT) and Column BB (TAXES) BOTH values will be convert based on selected Currency in (Column L). 2. If you choose "Partial Conversion" then Column BA (AMOUNT) only will be converted based on selected currency (Column L) and Column BB (TAXES) value (INR) will be added to the converted values.
Note on K64: gepadmin: 1. If you choose "Full Conversion" then Column BA (AMOUNT) and Column BB (TAXES) BOTH values will be convert based on selected Currency in (Column L). 2. If you choose "Partial Conversion" then Column BA (AMOUNT) only will be converted based on selected currency (Column L) and Column BB (TAXES) value (INR) will be added to the converted values.
Note on K65: gepadmin: 1. If you choose "Full Conversion" then Column BA (AMOUNT) and Column BB (TAXES) BOTH values will be convert based on selected Currency in (Column L). 2. If you choose "Partial Conversion" then Column BA (AMOUNT) only will be converted based on selected currency (Column L) and Column BB (TAXES) value (INR) will be added to the converted values.
Note on K66: gepadmin: 1. If you choose "Full Conversion" then Column BA (AMOUNT) and Column BB (TAXES) BOTH values will be convert based on selected Currency in (Column L). 2. If you choose "Partial Conversion" then Column BA (AMOUNT) only will be converted based on selected currency (Column L) and Column BB (TAXES) value (INR) will be added to the converted values.
Note on K67: gepadmin: 1. If you choose "Full Conversion" then Column BA (AMOUNT) and Column BB (TAXES) BOTH values will be convert based on selected Currency in (Column L). 2. If you choose "Partial Conversion" then Column BA (AMOUNT) only will be converted based on selected currency (Column L) and Column BB (TAXES) value (INR) will be added to the converted values.
Note on K68: gepadmin: 1. If you choose "Full Conversion" then Column BA (AMOUNT) and Column BB (TAXES) BOTH values will be convert based on selected Currency in (Column L). 2. If you choose "Partial Conversion" then Column BA (AMOUNT) only will be converted based on selected currency (Column L) and Column BB (TAXES) value (INR) will be added to the converted values.
Note on K69: gepadmin: 1. If you choose "Full Conversion" then Column BA (AMOUNT) and Column BB (TAXES) BOTH values will be convert based on selected Currency in (Column L). 2. If you choose "Partial Conversion" then Column BA (AMOUNT) only will be converted based on selected currency (Column L) and Column BB (TAXES) value (INR) will be added to the converted values.
Note on K70: gepadmin: 1. If you choose "Full Conversion" then Column BA (AMOUNT) and Column BB (TAXES) BOTH values will be convert based on selected Currency in (Column L). 2. If you choose "Partial Conversion" then Column BA (AMOUNT) only will be converted based on selected currency (Column L) and Column BB (TAXES) value (INR) will be added to the converted values.
Note on K71: gepadmin: 1. If you choose "Full Conversion" then Column BA (AMOUNT) and Column BB (TAXES) BOTH values will be convert based on selected Currency in (Column L). 2. If you choose "Partial Conversion" then Column BA (AMOUNT) only will be converted based on selected currency (Column L) and Column BB (TAXES) value (INR) will be added to the converted values.
Note on K72: gepadmin: 1. If you choose "Full Conversion" then Column BA (AMOUNT) and Column BB (TAXES) BOTH values will be convert based on selected Currency in (Column L). 2. If you choose "Partial Conversion" then Column BA (AMOUNT) only will be converted based on selected currency (Column L) and Column BB (TAXES) value (INR) will be added to the converted values.
Note on K73: gepadmin: 1. If you choose "Full Conversion" then Column BA (AMOUNT) and Column BB (TAXES) BOTH values will be convert based on selected Currency in (Column L). 2. If you choose "Partial Conversion" then Column BA (AMOUNT) only will be converted based on selected currency (Column L) and Column BB (TAXES) value (INR) will be added to the converted values.
Note on K74: gepadmin: 1. If you choose "Full Conversion" then Column BA (AMOUNT) and Column BB (TAXES) BOTH values will be convert based on selected Currency in (Column L). 2. If you choose "Partial Conversion" then Column BA (AMOUNT) only will be converted based on selected currency (Column L) and Column BB (TAXES) value (INR) will be added to the converted values.
Note on K75: gepadmin: 1. If you choose "Full Conversion" then Column BA (AMOUNT) and Column BB (TAXES) BOTH values will be convert based on selected Currency in (Column L). 2. If you choose "Partial Conversion" then Column BA (AMOUNT) only will be converted based on selected currency (Column L) and Column BB (TAXES) value (INR) will be added to the converted values.
Note on K76: gepadmin: 1. If you choose "Full Conversion" then Column BA (AMOUNT) and Column BB (TAXES) BOTH values will be convert based on selected Currency in (Column L). 2. If you choose "Partial Conversion" then Column BA (AMOUNT) only will be converted based on selected currency (Column L) and Column BB (TAXES) value (INR) will be added to the converted values.
Note on K77: gepadmin: 1. If you choose "Full Conversion" then Column BA (AMOUNT) and Column BB (TAXES) BOTH values will be convert based on selected Currency in (Column L). 2. If you choose "Partial Conversion" then Column BA (AMOUNT) only will be converted based on selected currency (Column L) and Column BB (TAXES) value (INR) will be added to the converted values.
Note on K78: gepadmin: 1. If you choose "Full Conversion" then Column BA (AMOUNT) and Column BB (TAXES) BOTH values will be convert based on selected Currency in (Column L). 2. If you choose "Partial Conversion" then Column BA (AMOUNT) only will be converted based on selected currency (Column L) and Column BB (TAXES) value (INR) will be added to the converted values.
Note on K79: gepadmin: 1. If you choose "Full Conversion" then Column BA (AMOUNT) and Column BB (TAXES) BOTH values will be convert based on selected Currency in (Column L). 2. If you choose "Partial Conversion" then Column BA (AMOUNT) only will be converted based on selected currency (Column L) and Column BB (TAXES) value (INR) will be added to the converted values.
Note on K80: gepadmin: 1. If you choose "Full Conversion" then Column BA (AMOUNT) and Column BB (TAXES) BOTH values will be convert based on selected Currency in (Column L). 2. If you choose "Partial Conversion" then Column BA (AMOUNT) only will be converted based on selected currency (Column L) and Column BB (TAXES) value (INR) will be added to the converted values.
Note on K81: gepadmin: 1. If you choose "Full Conversion" then Column BA (AMOUNT) and Column BB (TAXES) BOTH values will be convert based on selected Currency in (Column L). 2. If you choose "Partial Conversion" then Column BA (AMOUNT) only will be converted based on selected currency (Column L) and Column BB (TAXES) value (INR) will be added to the converted values.
Note on K82: gepadmin: 1. If you choose "Full Conversion" then Column BA (AMOUNT) and Column BB (TAXES) BOTH values will be convert based on selected Currency in (Column L). 2. If you choose "Partial Conversion" then Column BA (AMOUNT) only will be converted based on selected currency (Column L) and Column BB (TAXES) value (INR) will be added to the converted values.
Note on K83: gepadmin: 1. If you choose "Full Conversion" then Column BA (AMOUNT) and Column BB (TAXES) BOTH values will be convert based on selected Currency in (Column L). 2. If you choose "Partial Conversion" then Column BA (AMOUNT) only will be converted based on selected currency (Column L) and Column BB (TAXES) value (INR) will be added to the converted values.
Note on K84: gepadmin: 1. If you choose "Full Conversion" then Column BA (AMOUNT) and Column BB (TAXES) BOTH values will be convert based on selected Currency in (Column L). 2. If you choose "Partial Conversion" then Column BA (AMOUNT) only will be converted based on selected currency (Column L) and Column BB (TAXES) value (INR) will be added to the converted values.
Note on K85: gepadmin: 1. If you choose "Full Conversion" then Column BA (AMOUNT) and Column BB (TAXES) BOTH values will be convert based on selected Currency in (Column L). 2. If you choose "Partial Conversion" then Column BA (AMOUNT) only will be converted based on selected currency (Column L) and Column BB (TAXES) value (INR) will be added to the converted values.
Note on K86: gepadmin: 1. If you choose "Full Conversion" then Column BA (AMOUNT) and Column BB (TAXES) BOTH values will be convert based on selected Currency in (Column L). 2. If you choose "Partial Conversion" then Column BA (AMOUNT) only will be converted based on selected currency (Column L) and Column BB (TAXES) value (INR) will be added to the converted values.
Note on K87: gepadmin: 1. If you choose "Full Conversion" then Column BA (AMOUNT) and Column BB (TAXES) BOTH values will be convert based on selected Currency in (Column L). 2. If you choose "Partial Conversion" then Column BA (AMOUNT) only will be converted based on selected currency (Column L) and Column BB (TAXES) value (INR) will be added to the converted values.
Note on K88: gepadmin: 1. If you choose "Full Conversion" then Column BA (AMOUNT) and Column BB (TAXES) BOTH values will be convert based on selected Currency in (Column L). 2. If you choose "Partial Conversion" then Column BA (AMOUNT) only will be converted based on selected currency (Column L) and Column BB (TAXES) value (INR) will be added to the converted values.
Note on K89: gepadmin: 1. If you choose "Full Conversion" then Column BA (AMOUNT) and Column BB (TAXES) BOTH values will be convert based on selected Currency in (Column L). 2. If you choose "Partial Conversion" then Column BA (AMOUNT) only will be converted based on selected currency (Column L) and Column BB (TAXES) value (INR) will be added to the converted values.
Note on K90: gepadmin: 1. If you choose "Full Conversion" then Column BA (AMOUNT) and Column BB (TAXES) BOTH values will be convert based on selected Currency in (Column L). 2. If you choose "Partial Conversion" then Column BA (AMOUNT) only will be converted based on selected currency (Column L) and Column BB (TAXES) value (INR) will be added to the converted values.
Note on K91: gepadmin: 1. If you choose "Full Conversion" then Column BA (AMOUNT) and Column BB (TAXES) BOTH values will be convert based on selected Currency in (Column L). 2. If you choose "Partial Conversion" then Column BA (AMOUNT) only will be converted based on selected currency (Column L) and Column BB (TAXES) value (INR) will be added to the converted values.
Note on K92: gepadmin: 1. If you choose "Full Conversion" then Column BA (AMOUNT) and Column BB (TAXES) BOTH values will be convert based on selected Currency in (Column L). 2. If you choose "Partial Conversion" then Column BA (AMOUNT) only will be converted based on selected currency (Column L) and Column BB (TAXES) value (INR) will be added to the converted values.
Note on K93: gepadmin: 1. If you choose "Full Conversion" then Column BA (AMOUNT) and Column BB (TAXES) BOTH values will be convert based on selected Currency in (Column L). 2. If you choose "Partial Conversion" then Column BA (AMOUNT) only will be converted based on selected currency (Column L) and Column BB (TAXES) value (INR) will be added to the converted values.
Note on K94: gepadmin: 1. If you choose "Full Conversion" then Column BA (AMOUNT) and Column BB (TAXES) BOTH values will be convert based on selected Currency in (Column L). 2. If you choose "Partial Conversion" then Column BA (AMOUNT) only will be converted based on selected currency (Column L) and Column BB (TAXES) value (INR) will be added to the converted values.
Note on K95: gepadmin: 1. If you choose "Full Conversion" then Column BA (AMOUNT) and Column BB (TAXES) BOTH values will be convert based on selected Currency in (Column L). 2. If you choose "Partial Conversion" then Column BA (AMOUNT) only will be converted based on selected currency (Column L) and Column BB (TAXES) value (INR) will be added to the converted values.
Note on K96: gepadmin: 1. If you choose "Full Conversion" then Column BA (AMOUNT) and Column BB (TAXES) BOTH values will be convert based on selected Currency in (Column L). 2. If you choose "Partial Conversion" then Column BA (AMOUNT) only will be converted based on selected currency (Column L) and Column BB (TAXES) value (INR) will be added to the converted values.
Note on K97: gepadmin: 1. If you choose "Full Conversion" then Column BA (AMOUNT) and Column BB (TAXES) BOTH values will be convert based on selected Currency in (Column L). 2. If you choose "Partial Conversion" then Column BA (AMOUNT) only will be converted based on selected currency (Column L) and Column BB (TAXES) value (INR) will be added to the converted values.
Note on K98: gepadmin: 1. If you choose "Full Conversion" then Column BA (AMOUNT) and Column BB (TAXES) BOTH values will be convert based on selected Currency in (Column L). 2. If you choose "Partial Conversion" then Column BA (AMOUNT) only will be converted based on selected currency (Column L) and Column BB (TAXES) value (INR) will be added to the converted values.
Note on K99: gepadmin: 1. If you choose "Full Conversion" then Column BA (AMOUNT) and Column BB (TAXES) BOTH values will be convert based on selected Currency in (Column L). 2. If you choose "Partial Conversion" then Column BA (AMOUNT) only will be converted based on selected currency (Column L) and Column BB (TAXES) value (INR) will be added to the converted values.
Note on K100: gepadmin: 1. If you choose "Full Conversion" then Column BA (AMOUNT) and Column BB (TAXES) BOTH values will be convert based on selected Currency in (Column L). 2. If you choose "Partial Conversion" then Column BA (AMOUNT) only will be converted based on selected currency (Column L) and Column BB (TAXES) value (INR) will be added to the converted values.
Note on K101: gepadmin: 1. If you choose "Full Conversion" then Column BA (AMOUNT) and Column BB (TAXES) BOTH values will be convert based on selected Currency in (Column L). 2. If you choose "Partial Conversion" then Column BA (AMOUNT) only will be converted based on selected currency (Column L) and Column BB (TAXES) value (INR) will be added to the converted values.
Note on K102: gepadmin: 1. If you choose "Full Conversion" then Column BA (AMOUNT) and Column BB (TAXES) BOTH values will be convert based on selected Currency in (Column L). 2. If you choose "Partial Conversion" then Column BA (AMOUNT) only will be converted based on selected currency (Column L) and Column BB (TAXES) value (INR) will be added to the converted values.
Note on K103: gepadmin: 1. If you choose "Full Conversion" then Column BA (AMOUNT) and Column BB (TAXES) BOTH values will be convert based on selected Currency in (Column L). 2. If you choose "Partial Conversion" then Column BA (AMOUNT) only will be converted based on selected currency (Column L) and Column BB (TAXES) value (INR) will be added to the converted values.
Note on K104: gepadmin: 1. If you choose "Full Conversion" then Column BA (AMOUNT) and Column BB (TAXES) BOTH values will be convert based on selected Currency in (Column L). 2. If you choose "Partial Conversion" then Column BA (AMOUNT) only will be converted based on selected currency (Column L) and Column BB (TAXES) value (INR) will be added to the converted values.
Note on K105: gepadmin: 1. If you choose "Full Conversion" then Column BA (AMOUNT) and Column BB (TAXES) BOTH values will be convert based on selected Currency in (Column L). 2. If you choose "Partial Conversion" then Column BA (AMOUNT) only will be converted based on selected currency (Column L) and Column BB (TAXES) value (INR) will be added to the converted values.
Note on K106: gepadmin: 1. If you choose "Full Conversion" then Column BA (AMOUNT) and Column BB (TAXES) BOTH values will be convert based on selected Currency in (Column L). 2. If you choose "Partial Conversion" then Column BA (AMOUNT) only will be converted based on selected currency (Column L) and Column BB (TAXES) value (INR) will be added to the converted values.
Note on K107: gepadmin: 1. If you choose "Full Conversion" then Column BA (AMOUNT) and Column BB (TAXES) BOTH values will be convert based on selected Currency in (Column L). 2. If you choose "Partial Conversion" then Column BA (AMOUNT) only will be converted based on selected currency (Column L) and Column BB (TAXES) value (INR) will be added to the converted values.
Note on K108: gepadmin: 1. If you choose "Full Conversion" then Column BA (AMOUNT) and Column BB (TAXES) BOTH values will be convert based on selected Currency in (Column L). 2. If you choose "Partial Conversion" then Column BA (AMOUNT) only will be converted based on selected currency (Column L) and Column BB (TAXES) value (INR) will be added to the converted values.
Note on K109: gepadmin: 1. If you choose "Full Conversion" then Column BA (AMOUNT) and Column BB (TAXES) BOTH values will be convert based on selected Currency in (Column L). 2. If you choose "Partial Conversion" then Column BA (AMOUNT) only will be converted based on selected currency (Column L) and Column BB (TAXES) value (INR) will be added to the converted values.
Note on K110: gepadmin: 1. If you choose "Full Conversion" then Column BA (AMOUNT) and Column BB (TAXES) BOTH values will be convert based on selected Currency in (Column L). 2. If you choose "Partial Conversion" then Column BA (AMOUNT) only will be converted based on selected currency (Column L) and Column BB (TAXES) value (INR) will be added to the converted values.
Note on K111: gepadmin: 1. If you choose "Full Conversion" then Column BA (AMOUNT) and Column BB (TAXES) BOTH values will be convert based on selected Currency in (Column L). 2. If you choose "Partial Conversion" then Column BA (AMOUNT) only will be converted based on selected currency (Column L) and Column BB (TAXES) value (INR) will be added to the converted values.
Note on K112: gepadmin: 1. If you choose "Full Conversion" then Column BA (AMOUNT) and Column BB (TAXES) BOTH values will be convert based on selected Currency in (Column L). 2. If you choose "Partial Conversion" then Column BA (AMOUNT) only will be converted based on selected currency (Column L) and Column BB (TAXES) value (INR) will be added to the converted values.
Note on K113: gepadmin: 1. If you choose "Full Conversion" then Column BA (AMOUNT) and Column BB (TAXES) BOTH values will be convert based on selected Currency in (Column L). 2. If you choose "Partial Conversion" then Column BA (AMOUNT) only will be converted based on selected currency (Column L) and Column BB (TAXES) value (INR) will be added to the converted values.
Note on K114: gepadmin: 1. If you choose "Full Conversion" then Column BA (AMOUNT) and Column BB (TAXES) BOTH values will be convert based on selected Currency in (Column L). 2. If you choose "Partial Conversion" then Column BA (AMOUNT) only will be converted based on selected currency (Column L) and Column BB (TAXES) value (INR) will be added to the converted values.
Note on K115: gepadmin: 1. If you choose "Full Conversion" then Column BA (AMOUNT) and Column BB (TAXES) BOTH values will be convert based on selected Currency in (Column L). 2. If you choose "Partial Conversion" then Column BA (AMOUNT) only will be converted based on selected currency (Column L) and Column BB (TAXES) value (INR) will be added to the converted values.
Note on K116: gepadmin: 1. If you choose "Full Conversion" then Column BA (AMOUNT) and Column BB (TAXES) BOTH values will be convert based on selected Currency in (Column L). 2. If you choose "Partial Conversion" then Column BA (AMOUNT) only will be converted based on selected currency (Column L) and Column BB (TAXES) value (INR) will be added to the converted values.
Note on K117: gepadmin: 1. If you choose "Full Conversion" then Column BA (AMOUNT) and Column BB (TAXES) BOTH values will be convert based on selected Currency in (Column L). 2. If you choose "Partial Conversion" then Column BA (AMOUNT) only will be converted based on selected currency (Column L) and Column BB (TAXES) value (INR) will be added to the converted values.
Note on K118: gepadmin: 1. If you choose "Full Conversion" then Column BA (AMOUNT) and Column BB (TAXES) BOTH values will be convert based on selected Currency in (Column L). 2. If you choose "Partial Conversion" then Column BA (AMOUNT) only will be converted based on selected currency (Column L) and Column BB (TAXES) value (INR) will be added to the converted values.
Note on K119: gepadmin: 1. If you choose "Full Conversion" then Column BA (AMOUNT) and Column BB (TAXES) BOTH values will be convert based on selected Currency in (Column L). 2. If you choose "Partial Conversion" then Column BA (AMOUNT) only will be converted based on selected currency (Column L) and Column BB (TAXES) value (INR) will be added to the converted values.
Note on K120: gepadmin: 1. If you choose "Full Conversion" then Column BA (AMOUNT) and Column BB (TAXES) BOTH values will be convert based on selected Currency in (Column L). 2. If you choose "Partial Conversion" then Column BA (AMOUNT) only will be converted based on selected currency (Column L) and Column BB (TAXES) value (INR) will be added to the converted values.
Note on K121: gepadmin: 1. If you choose "Full Conversion" then Column BA (AMOUNT) and Column BB (TAXES) BOTH values will be convert based on selected Currency in (Column L). 2. If you choose "Partial Conversion" then Column BA (AMOUNT) only will be converted based on selected currency (Column L) and Column BB (TAXES) value (INR) will be added to the converted values.
Note on K122: gepadmin: 1. If you choose "Full Conversion" then Column BA (AMOUNT) and Column BB (TAXES) BOTH values will be convert based on selected Currency in (Column L). 2. If you choose "Partial Conversion" then Column BA (AMOUNT) only will be converted based on selected currency (Column L) and Column BB (TAXES) value (INR) will be added to the converted values.
Note on K123: gepadmin: 1. If you choose "Full Conversion" then Column BA (AMOUNT) and Column BB (TAXES) BOTH values will be convert based on selected Currency in (Column L). 2. If you choose "Partial Conversion" then Column BA (AMOUNT) only will be converted based on selected currency (Column L) and Column BB (TAXES) value (INR) will be added to the converted values.
Note on K124: gepadmin: 1. If you choose "Full Conversion" then Column BA (AMOUNT) and Column BB (TAXES) BOTH values will be convert based on selected Currency in (Column L). 2. If you choose "Partial Conversion" then Column BA (AMOUNT) only will be converted based on selected currency (Column L) and Column BB (TAXES) value (INR) will be added to the converted values.
Note on K125: gepadmin: 1. If you choose "Full Conversion" then Column BA (AMOUNT) and Column BB (TAXES) BOTH values will be convert based on selected Currency in (Column L). 2. If you choose "Partial Conversion" then Column BA (AMOUNT) only will be converted based on selected currency (Column L) and Column BB (TAXES) value (INR) will be added to the converted values.
Note on K126: gepadmin: 1. If you choose "Full Conversion" then Column BA (AMOUNT) and Column BB (TAXES) BOTH values will be convert based on selected Currency in (Column L). 2. If you choose "Partial Conversion" then Column BA (AMOUNT) only will be converted based on selected currency (Column L) and Column BB (TAXES) value (INR) will be added to the converted values.
Note on K127: gepadmin: 1. If you choose "Full Conversion" then Column BA (AMOUNT) and Column BB (TAXES) BOTH values will be convert based on selected Currency in (Column L). 2. If you choose "Partial Conversion" then Column BA (AMOUNT) only will be converted based on selected currency (Column L) and Column BB (TAXES) value (INR) will be added to the converted values.
Note on K128: gepadmin: 1. If you choose "Full Conversion" then Column BA (AMOUNT) and Column BB (TAXES) BOTH values will be convert based on selected Currency in (Column L). 2. If you choose "Partial Conversion" then Column BA (AMOUNT) only will be converted based on selected currency (Column L) and Column BB (TAXES) value (INR) will be added to the converted values.
Note on K129: gepadmin: 1. If you choose "Full Conversion" then Column BA (AMOUNT) and Column BB (TAXES) BOTH values will be convert based on selected Currency in (Column L). 2. If you choose "Partial Conversion" then Column BA (AMOUNT) only will be converted based on selected currency (Column L) and Column BB (TAXES) value (INR) will be added to the converted values.
Note on K130: gepadmin: 1. If you choose "Full Conversion" then Column BA (AMOUNT) and Column BB (TAXES) BOTH values will be convert based on selected Currency in (Column L). 2. If you choose "Partial Conversion" then Column BA (AMOUNT) only will be converted based on selected currency (Column L) and Column BB (TAXES) value (INR) will be added to the converted values.
Note on K131: gepadmin: 1. If you choose "Full Conversion" then Column BA (AMOUNT) and Column BB (TAXES) BOTH values will be convert based on selected Currency in (Column L). 2. If you choose "Partial Conversion" then Column BA (AMOUNT) only will be converted based on selected currency (Column L) and Column BB (TAXES) value (INR) will be added to the converted values.
Note on K132: gepadmin: 1. If you choose "Full Conversion" then Column BA (AMOUNT) and Column BB (TAXES) BOTH values will be convert based on selected Currency in (Column L). 2. If you choose "Partial Conversion" then Column BA (AMOUNT) only will be converted based on selected currency (Column L) and Column BB (TAXES) value (INR) will be added to the converted values.
Note on K133: gepadmin: 1. If you choose "Full Conversion" then Column BA (AMOUNT) and Column BB (TAXES) BOTH values will be convert based on selected Currency in (Column L). 2. If you choose "Partial Conversion" then Column BA (AMOUNT) only will be converted based on selected currency (Column L) and Column BB (TAXES) value (INR) will be added to the converted values.
Note on K134: gepadmin: 1. If you choose "Full Conversion" then Column BA (AMOUNT) and Column BB (TAXES) BOTH values will be convert based on selected Currency in (Column L). 2. If you choose "Partial Conversion" then Column BA (AMOUNT) only will be converted based on selected currency (Column L) and Column BB (TAXES) value (INR) will be added to the converted values.
Note on K135: gepadmin: 1. If you choose "Full Conversion" then Column BA (AMOUNT) and Column BB (TAXES) BOTH values will be convert based on selected Currency in (Column L). 2. If you choose "Partial Conversion" then Column BA (AMOUNT) only will be converted based on selected currency (Column L) and Column BB (TAXES) value (INR) will be added to the converted values.
Note on K136: gepadmin: 1. If you choose "Full Conversion" then Column BA (AMOUNT) and Column BB (TAXES) BOTH values will be convert based on selected Currency in (Column L). 2. If you choose "Partial Conversion" then Column BA (AMOUNT) only will be converted based on selected currency (Column L) and Column BB (TAXES) value (INR) will be added to the converted values.
Note on K137: gepadmin: 1. If you choose "Full Conversion" then Column BA (AMOUNT) and Column BB (TAXES) BOTH values will be convert based on selected Currency in (Column L). 2. If you choose "Partial Conversion" then Column BA (AMOUNT) only will be converted based on selected currency (Column L) and Column BB (TAXES) value (INR) will be added to the converted values.
Note on K138: gepadmin: 1. If you choose "Full Conversion" then Column BA (AMOUNT) and Column BB (TAXES) BOTH values will be convert based on selected Currency in (Column L). 2. If you choose "Partial Conversion" then Column BA (AMOUNT) only will be converted based on selected currency (Column L) and Column BB (TAXES) value (INR) will be added to the converted values.
Note on K139: gepadmin: 1. If you choose "Full Conversion" then Column BA (AMOUNT) and Column BB (TAXES) BOTH values will be convert based on selected Currency in (Column L). 2. If you choose "Partial Conversion" then Column BA (AMOUNT) only will be converted based on selected currency (Column L) and Column BB (TAXES) value (INR) will be added to the converted values.
Note on K140: gepadmin: 1. If you choose "Full Conversion" then Column BA (AMOUNT) and Column BB (TAXES) BOTH values will be convert based on selected Currency in (Column L). 2. If you choose "Partial Conversion" then Column BA (AMOUNT) only will be converted based on selected currency (Column L) and Column BB (TAXES) value (INR) will be added to the converted values.
Note on K141: gepadmin: 1. If you choose "Full Conversion" then Column BA (AMOUNT) and Column BB (TAXES) BOTH values will be convert based on selected Currency in (Column L). 2. If you choose "Partial Conversion" then Column BA (AMOUNT) only will be converted based on selected currency (Column L) and Column BB (TAXES) value (INR) will be added to the converted values.
Note on K142: gepadmin: 1. If you choose "Full Conversion" then Column BA (AMOUNT) and Column BB (TAXES) BOTH values will be convert based on selected Currency in (Column L). 2. If you choose "Partial Conversion" then Column BA (AMOUNT) only will be converted based on selected currency (Column L) and Column BB (TAXES) value (INR) will be added to the converted values.
Note on K143: gepadmin: 1. If you choose "Full Conversion" then Column BA (AMOUNT) and Column BB (TAXES) BOTH values will be convert based on selected Currency in (Column L). 2. If you choose "Partial Conversion" then Column BA (AMOUNT) only will be converted based on selected currency (Column L) and Column BB (TAXES) value (INR) will be added to the converted values.
Note on K144: gepadmin: 1. If you choose "Full Conversion" then Column BA (AMOUNT) and Column BB (TAXES) BOTH values will be convert based on selected Currency in (Column L). 2. If you choose "Partial Conversion" then Column BA (AMOUNT) only will be converted based on selected currency (Column L) and Column BB (TAXES) value (INR) will be added to the converted values.
Note on K145: gepadmin: 1. If you choose "Full Conversion" then Column BA (AMOUNT) and Column BB (TAXES) BOTH values will be convert based on selected Currency in (Column L). 2. If you choose "Partial Conversion" then Column BA (AMOUNT) only will be converted based on selected currency (Column L) and Column BB (TAXES) value (INR) will be added to the converted values.
Note on K146: gepadmin: 1. If you choose "Full Conversion" then Column BA (AMOUNT) and Column BB (TAXES) BOTH values will be convert based on selected Currency in (Column L). 2. If you choose "Partial Conversion" then Column BA (AMOUNT) only will be converted based on selected currency (Column L) and Column BB (TAXES) value (INR) will be added to the converted values.
Note on K147: gepadmin: 1. If you choose "Full Conversion" then Column BA (AMOUNT) and Column BB (TAXES) BOTH values will be convert based on selected Currency in (Column L). 2. If you choose "Partial Conversion" then Column BA (AMOUNT) only will be converted based on selected currency (Column L) and Column BB (TAXES) value (INR) will be added to the converted values.
Note on K148: gepadmin: 1. If you choose "Full Conversion" then Column BA (AMOUNT) and Column BB (TAXES) BOTH values will be convert based on selected Currency in (Column L). 2. If you choose "Partial Conversion" then Column BA (AMOUNT) only will be converted based on selected currency (Column L) and Column BB (TAXES) value (INR) will be added to the converted values.
Note on K149: gepadmin: 1. If you choose "Full Conversion" then Column BA (AMOUNT) and Column BB (TAXES) BOTH values will be convert based on selected Currency in (Column L). 2. If you choose "Partial Conversion" then Column BA (AMOUNT) only will be converted based on selected currency (Column L) and Column BB (TAXES) value (INR) will be added to the converted values.
Note on K150: gepadmin: 1. If you choose "Full Conversion" then Column BA (AMOUNT) and Column BB (TAXES) BOTH values will be convert based on selected Currency in (Column L). 2. If you choose "Partial Conversion" then Column BA (AMOUNT) only will be converted based on selected currency (Column L) and Column BB (TAXES) value (INR) will be added to the converted values.
Note on K151: gepadmin: 1. If you choose "Full Conversion" then Column BA (AMOUNT) and Column BB (TAXES) BOTH values will be convert based on selected Currency in (Column L). 2. If you choose "Partial Conversion" then Column BA (AMOUNT) only will be converted based on selected currency (Column L) and Column BB (TAXES) value (INR) will be added to the converted values.
Note on K152: gepadmin: 1. If you choose "Full Conversion" then Column BA (AMOUNT) and Column BB (TAXES) BOTH values will be convert based on selected Currency in (Column L). 2. If you choose "Partial Conversion" then Column BA (AMOUNT) only will be converted based on selected currency (Column L) and Column BB (TAXES) value (INR) will be added to the converted values.
Note on K153: gepadmin: 1. If you choose "Full Conversion" then Column BA (AMOUNT) and Column BB (TAXES) BOTH values will be convert based on selected Currency in (Column L). 2. If you choose "Partial Conversion" then Column BA (AMOUNT) only will be converted based on selected currency (Column L) and Column BB (TAXES) value (INR) will be added to the converted values.
Note on K154: gepadmin: 1. If you choose "Full Conversion" then Column BA (AMOUNT) and Column BB (TAXES) BOTH values will be convert based on selected Currency in (Column L). 2. If you choose "Partial Conversion" then Column BA (AMOUNT) only will be converted based on selected currency (Column L) and Column BB (TAXES) value (INR) will be added to the converted values.
Note on K155: gepadmin: 1. If you choose "Full Conversion" then Column BA (AMOUNT) and Column BB (TAXES) BOTH values will be convert based on selected Currency in (Column L). 2. If you choose "Partial Conversion" then Column BA (AMOUNT) only will be converted based on selected currency (Column L) and Column BB (TAXES) value (INR) will be added to the converted values.
Note on K156: gepadmin: 1. If you choose "Full Conversion" then Column BA (AMOUNT) and Column BB (TAXES) BOTH values will be convert based on selected Currency in (Column L). 2. If you choose "Partial Conversion" then Column BA (AMOUNT) only will be converted based on selected currency (Column L) and Column BB (TAXES) value (INR) will be added to the converted values.
Note on K157: gepadmin: 1. If you choose "Full Conversion" then Column BA (AMOUNT) and Column BB (TAXES) BOTH values will be convert based on selected Currency in (Column L). 2. If you choose "Partial Conversion" then Column BA (AMOUNT) only will be converted based on selected currency (Column L) and Column BB (TAXES) value (INR) will be added to the converted values.
Note on K158: gepadmin: 1. If you choose "Full Conversion" then Column BA (AMOUNT) and Column BB (TAXES) BOTH values will be convert based on selected Currency in (Column L). 2. If you choose "Partial Conversion" then Column BA (AMOUNT) only will be converted based on selected currency (Column L) and Column BB (TAXES) value (INR) will be added to the converted values.
Note on K159: gepadmin: 1. If you choose "Full Conversion" then Column BA (AMOUNT) and Column BB (TAXES) BOTH values will be convert based on selected Currency in (Column L). 2. If you choose "Partial Conversion" then Column BA (AMOUNT) only will be converted based on selected currency (Column L) and Column BB (TAXES) value (INR) will be added to the converted values.
Note on K160: gepadmin: 1. If you choose "Full Conversion" then Column BA (AMOUNT) and Column BB (TAXES) BOTH values will be convert based on selected Currency in (Column L). 2. If you choose "Partial Conversion" then Column BA (AMOUNT) only will be converted based on selected currency (Column L) and Column BB (TAXES) value (INR) will be added to the converted values.
Note on K161: gepadmin: 1. If you choose "Full Conversion" then Column BA (AMOUNT) and Column BB (TAXES) BOTH values will be convert based on selected Currency in (Column L). 2. If you choose "Partial Conversion" then Column BA (AMOUNT) only will be converted based on selected currency (Column L) and Column BB (TAXES) value (INR) will be added to the converted values.
Note on K162: gepadmin: 1. If you choose "Full Conversion" then Column BA (AMOUNT) and Column BB (TAXES) BOTH values will be convert based on selected Currency in (Column L). 2. If you choose "Partial Conversion" then Column BA (AMOUNT) only will be converted based on selected currency (Column L) and Column BB (TAXES) value (INR) will be added to the converted values.
Note on K163: gepadmin: 1. If you choose "Full Conversion" then Column BA (AMOUNT) and Column BB (TAXES) BOTH values will be convert based on selected Currency in (Column L). 2. If you choose "Partial Conversion" then Column BA (AMOUNT) only will be converted based on selected currency (Column L) and Column BB (TAXES) value (INR) will be added to the converted values.
Note on K164: gepadmin: 1. If you choose "Full Conversion" then Column BA (AMOUNT) and Column BB (TAXES) BOTH values will be convert based on selected Currency in (Column L). 2. If you choose "Partial Conversion" then Column BA (AMOUNT) only will be converted based on selected currency (Column L) and Column BB (TAXES) value (INR) will be added to the converted values.
Note on K165: gepadmin: 1. If you choose "Full Conversion" then Column BA (AMOUNT) and Column BB (TAXES) BOTH values will be convert based on selected Currency in (Column L). 2. If you choose "Partial Conversion" then Column BA (AMOUNT) only will be converted based on selected currency (Column L) and Column BB (TAXES) value (INR) will be added to the converted values.
Note on K166: gepadmin: 1. If you choose "Full Conversion" then Column BA (AMOUNT) and Column BB (TAXES) BOTH values will be convert based on selected Currency in (Column L). 2. If you choose "Partial Conversion" then Column BA (AMOUNT) only will be converted based on selected currency (Column L) and Column BB (TAXES) value (INR) will be added to the converted values.
Note on K167: gepadmin: 1. If you choose "Full Conversion" then Column BA (AMOUNT) and Column BB (TAXES) BOTH values will be convert based on selected Currency in (Column L). 2. If you choose "Partial Conversion" then Column BA (AMOUNT) only will be converted based on selected currency (Column L) and Column BB (TAXES) value (INR) will be added to the converted values.
Note on K168: gepadmin: 1. If you choose "Full Conversion" then Column BA (AMOUNT) and Column BB (TAXES) BOTH values will be convert based on selected Currency in (Column L). 2. If you choose "Partial Conversion" then Column BA (AMOUNT) only will be converted based on selected currency (Column L) and Column BB (TAXES) value (INR) will be added to the converted values.
Note on K169: gepadmin: 1. If you choose "Full Conversion" then Column BA (AMOUNT) and Column BB (TAXES) BOTH values will be convert based on selected Currency in (Column L). 2. If you choose "Partial Conversion" then Column BA (AMOUNT) only will be converted based on selected currency (Column L) and Column BB (TAXES) value (INR) will be added to the converted values.
Note on K170: gepadmin: 1. If you choose "Full Conversion" then Column BA (AMOUNT) and Column BB (TAXES) BOTH values will be convert based on selected Currency in (Column L). 2. If you choose "Partial Conversion" then Column BA (AMOUNT) only will be converted based on selected currency (Column L) and Column BB (TAXES) value (INR) will be added to the converted values.
Note on K171: gepadmin: 1. If you choose "Full Conversion" then Column BA (AMOUNT) and Column BB (TAXES) BOTH values will be convert based on selected Currency in (Column L). 2. If you choose "Partial Conversion" then Column BA (AMOUNT) only will be converted based on selected currency (Column L) and Column BB (TAXES) value (INR) will be added to the converted values.
Note on K172: gepadmin: 1. If you choose "Full Conversion" then Column BA (AMOUNT) and Column BB (TAXES) BOTH values will be convert based on selected Currency in (Column L). 2. If you choose "Partial Conversion" then Column BA (AMOUNT) only will be converted based on selected currency (Column L) and Column BB (TAXES) value (INR) will be added to the converted values.
Note on K173: gepadmin: 1. If you choose "Full Conversion" then Column BA (AMOUNT) and Column BB (TAXES) BOTH values will be convert based on selected Currency in (Column L). 2. If you choose "Partial Conversion" then Column BA (AMOUNT) only will be converted based on selected currency (Column L) and Column BB (TAXES) value (INR) will be added to the converted values.
Note on K174: gepadmin: 1. If you choose "Full Conversion" then Column BA (AMOUNT) and Column BB (TAXES) BOTH values will be convert based on selected Currency in (Column L). 2. If you choose "Partial Conversion" then Column BA (AMOUNT) only will be converted based on selected currency (Column L) and Column BB (TAXES) value (INR) will be added to the converted values.
Note on K175: gepadmin: 1. If you choose "Full Conversion" then Column BA (AMOUNT) and Column BB (TAXES) BOTH values will be convert based on selected Currency in (Column L). 2. If you choose "Partial Conversion" then Column BA (AMOUNT) only will be converted based on selected currency (Column L) and Column BB (TAXES) value (INR) will be added to the converted values.
Note on K176: gepadmin: 1. If you choose "Full Conversion" then Column BA (AMOUNT) and Column BB (TAXES) BOTH values will be convert based on selected Currency in (Column L). 2. If you choose "Partial Conversion" then Column BA (AMOUNT) only will be converted based on selected currency (Column L) and Column BB (TAXES) value (INR) will be added to the converted values.
Note on K177: gepadmin: 1. If you choose "Full Conversion" then Column BA (AMOUNT) and Column BB (TAXES) BOTH values will be convert based on selected Currency in (Column L). 2. If you choose "Partial Conversion" then Column BA (AMOUNT) only will be converted based on selected currency (Column L) and Column BB (TAXES) value (INR) will be added to the converted values.
Note on K178: gepadmin: 1. If you choose "Full Conversion" then Column BA (AMOUNT) and Column BB (TAXES) BOTH values will be convert based on selected Currency in (Column L). 2. If you choose "Partial Conversion" then Column BA (AMOUNT) only will be converted based on selected currency (Column L) and Column BB (TAXES) value (INR) will be added to the converted values.
Note on K179: gepadmin: 1. If you choose "Full Conversion" then Column BA (AMOUNT) and Column BB (TAXES) BOTH values will be convert based on selected Currency in (Column L). 2. If you choose "Partial Conversion" then Column BA (AMOUNT) only will be converted based on selected currency (Column L) and Column BB (TAXES) value (INR) will be added to the converted values.
Note on K180: gepadmin: 1. If you choose "Full Conversion" then Column BA (AMOUNT) and Column BB (TAXES) BOTH values will be convert based on selected Currency in (Column L). 2. If you choose "Partial Conversion" then Column BA (AMOUNT) only will be converted based on selected currency (Column L) and Column BB (TAXES) value (INR) will be added to the converted values.
Note on K181: gepadmin: 1. If you choose "Full Conversion" then Column BA (AMOUNT) and Column BB (TAXES) BOTH values will be convert based on selected Currency in (Column L). 2. If you choose "Partial Conversion" then Column BA (AMOUNT) only will be converted based on selected currency (Column L) and Column BB (TAXES) value (INR) will be added to the converted values.
Note on K182: gepadmin: 1. If you choose "Full Conversion" then Column BA (AMOUNT) and Column BB (TAXES) BOTH values will be convert based on selected Currency in (Column L). 2. If you choose "Partial Conversion" then Column BA (AMOUNT) only will be converted based on selected currency (Column L) and Column BB (TAXES) value (INR) will be added to the converted values.
Note on K183: gepadmin: 1. If you choose "Full Conversion" then Column BA (AMOUNT) and Column BB (TAXES) BOTH values will be convert based on selected Currency in (Column L). 2. If you choose "Partial Conversion" then Column BA (AMOUNT) only will be converted based on selected currency (Column L) and Column BB (TAXES) value (INR) will be added to the converted values.
Note on K184: gepadmin: 1. If you choose "Full Conversion" then Column BA (AMOUNT) and Column BB (TAXES) BOTH values will be convert based on selected Currency in (Column L). 2. If you choose "Partial Conversion" then Column BA (AMOUNT) only will be converted based on selected currency (Column L) and Column BB (TAXES) value (INR) will be added to the converted values.
Note on K185: gepadmin: 1. If you choose "Full Conversion" then Column BA (AMOUNT) and Column BB (TAXES) BOTH values will be convert based on selected Currency in (Column L). 2. If you choose "Partial Conversion" then Column BA (AMOUNT) only will be converted based on selected currency (Column L) and Column BB (TAXES) value (INR) will be added to the converted values.
Note on K186: gepadmin: 1. If you choose "Full Conversion" then Column BA (AMOUNT) and Column BB (TAXES) BOTH values will be convert based on selected Currency in (Column L). 2. If you choose "Partial Conversion" then Column BA (AMOUNT) only will be converted based on selected currency (Column L) and Column BB (TAXES) value (INR) will be added to the converted values.
Note on K187: gepadmin: 1. If you choose "Full Conversion" then Column BA (AMOUNT) and Column BB (TAXES) BOTH values will be convert based on selected Currency in (Column L). 2. If you choose "Partial Conversion" then Column BA (AMOUNT) only will be converted based on selected currency (Column L) and Column BB (TAXES) value (INR) will be added to the converted values.
Note on K188: gepadmin: 1. If you choose "Full Conversion" then Column BA (AMOUNT) and Column BB (TAXES) BOTH values will be convert based on selected Currency in (Column L). 2. If you choose "Partial Conversion" then Column BA (AMOUNT) only will be converted based on selected currency (Column L) and Column BB (TAXES) value (INR) will be added to the converted values.
Note on K189: gepadmin: 1. If you choose "Full Conversion" then Column BA (AMOUNT) and Column BB (TAXES) BOTH values will be convert based on selected Currency in (Column L). 2. If you choose "Partial Conversion" then Column BA (AMOUNT) only will be converted based on selected currency (Column L) and Column BB (TAXES) value (INR) will be added to the converted values.
Note on K190: gepadmin: 1. If you choose "Full Conversion" then Column BA (AMOUNT) and Column BB (TAXES) BOTH values will be convert based on selected Currency in (Column L). 2. If you choose "Partial Conversion" then Column BA (AMOUNT) only will be converted based on selected currency (Column L) and Column BB (TAXES) value (INR) will be added to the converted values.
Note on K191: gepadmin: 1. If you choose "Full Conversion" then Column BA (AMOUNT) and Column BB (TAXES) BOTH values will be convert based on selected Currency in (Column L). 2. If you choose "Partial Conversion" then Column BA (AMOUNT) only will be converted based on selected currency (Column L) and Column BB (TAXES) value (INR) will be added to the converted values.
Note on K192: gepadmin: 1. If you choose "Full Conversion" then Column BA (AMOUNT) and Column BB (TAXES) BOTH values will be convert based on selected Currency in (Column L). 2. If you choose "Partial Conversion" then Column BA (AMOUNT) only will be converted based on selected currency (Column L) and Column BB (TAXES) value (INR) will be added to the converted values.
Note on K193: gepadmin: 1. If you choose "Full Conversion" then Column BA (AMOUNT) and Column BB (TAXES) BOTH values will be convert based on selected Currency in (Column L). 2. If you choose "Partial Conversion" then Column BA (AMOUNT) only will be converted based on selected currency (Column L) and Column BB (TAXES) value (INR) will be added to the converted values.
Note on K194: gepadmin: 1. If you choose "Full Conversion" then Column BA (AMOUNT) and Column BB (TAXES) BOTH values will be convert based on selected Currency in (Column L). 2. If you choose "Partial Conversion" then Column BA (AMOUNT) only will be converted based on selected currency (Column L) and Column BB (TAXES) value (INR) will be added to the converted values.
Note on K195: gepadmin: 1. If you choose "Full Conversion" then Column BA (AMOUNT) and Column BB (TAXES) BOTH values will be convert based on selected Currency in (Column L). 2. If you choose "Partial Conversion" then Column BA (AMOUNT) only will be converted based on selected currency (Column L) and Column BB (TAXES) value (INR) will be added to the converted values.
Note on K196: gepadmin: 1. If you choose "Full Conversion" then Column BA (AMOUNT) and Column BB (TAXES) BOTH values will be convert based on selected Currency in (Column L). 2. If you choose "Partial Conversion" then Column BA (AMOUNT) only will be converted based on selected currency (Column L) and Column BB (TAXES) value (INR) will be added to the converted values.
Note on K197: gepadmin: 1. If you choose "Full Conversion" then Column BA (AMOUNT) and Column BB (TAXES) BOTH values will be convert based on selected Currency in (Column L). 2. If you choose "Partial Conversion" then Column BA (AMOUNT) only will be converted based on selected currency (Column L) and Column BB (TAXES) value (INR) will be added to the converted values.
Note on K198: gepadmin: 1. If you choose "Full Conversion" then Column BA (AMOUNT) and Column BB (TAXES) BOTH values will be convert based on selected Currency in (Column L). 2. If you choose "Partial Conversion" then Column BA (AMOUNT) only will be converted based on selected currency (Column L) and Column BB (TAXES) value (INR) will be added to the converted values.
Note on K199: gepadmin: 1. If you choose "Full Conversion" then Column BA (AMOUNT) and Column BB (TAXES) BOTH values will be convert based on selected Currency in (Column L). 2. If you choose "Partial Conversion" then Column BA (AMOUNT) only will be converted based on selected currency (Column L) and Column BB (TAXES) value (INR) will be added to the converted values.
Note on K200: gepadmin: 1. If you choose "Full Conversion" then Column BA (AMOUNT) and Column BB (TAXES) BOTH values will be convert based on selected Currency in (Column L). 2. If you choose "Partial Conversion" then Column BA (AMOUNT) only will be converted based on selected currency (Column L) and Column BB (TAXES) value (INR) will be added to the converted values.
Note on K201: gepadmin: 1. If you choose "Full Conversion" then Column BA (AMOUNT) and Column BB (TAXES) BOTH values will be convert based on selected Currency in (Column L). 2. If you choose "Partial Conversion" then Column BA (AMOUNT) only will be converted based on selected currency (Column L) and Column BB (TAXES) value (INR) will be added to the converted values.
Note on K202: gepadmin: 1. If you choose "Full Conversion" then Column BA (AMOUNT) and Column BB (TAXES) BOTH values will be convert based on selected Currency in (Column L). 2. If you choose "Partial Conversion" then Column BA (AMOUNT) only will be converted based on selected currency (Column L) and Column BB (TAXES) value (INR) will be added to the converted values.
Note on K203: gepadmin: 1. If you choose "Full Conversion" then Column BA (AMOUNT) and Column BB (TAXES) BOTH values will be convert based on selected Currency in (Column L). 2. If you choose "Partial Conversion" then Column BA (AMOUNT) only will be converted based on selected currency (Column L) and Column BB (TAXES) value (INR) will be added to the converted values.
Note on K204: gepadmin: 1. If you choose "Full Conversion" then Column BA (AMOUNT) and Column BB (TAXES) BOTH values will be convert based on selected Currency in (Column L). 2. If you choose "Partial Conversion" then Column BA (AMOUNT) only will be converted based on selected currency (Column L) and Column BB (TAXES) value (INR) will be added to the converted values.
Note on K205: gepadmin: 1. If you choose "Full Conversion" then Column BA (AMOUNT) and Column BB (TAXES) BOTH values will be convert based on selected Currency in (Column L). 2. If you choose "Partial Conversion" then Column BA (AMOUNT) only will be converted based on selected currency (Column L) and Column BB (TAXES) value (INR) will be added to the converted values.
Note on K206: gepadmin: 1. If you choose "Full Conversion" then Column BA (AMOUNT) and Column BB (TAXES) BOTH values will be convert based on selected Currency in (Column L). 2. If you choose "Partial Conversion" then Column BA (AMOUNT) only will be converted based on selected currency (Column L) and Column BB (TAXES) value (INR) will be added to the converted values.
Note on K207: gepadmin: 1. If you choose "Full Conversion" then Column BA (AMOUNT) and Column BB (TAXES) BOTH values will be convert based on selected Currency in (Column L). 2. If you choose "Partial Conversion" then Column BA (AMOUNT) only will be converted based on selected currency (Column L) and Column BB (TAXES) value (INR) will be added to the converted values.
Note on K208: gepadmin: 1. If you choose "Full Conversion" then Column BA (AMOUNT) and Column BB (TAXES) BOTH values will be convert based on selected Currency in (Column L). 2. If you choose "Partial Conversion" then Column BA (AMOUNT) only will be converted based on selected currency (Column L) and Column BB (TAXES) value (INR) will be added to the converted values.
Note on K209: gepadmin: 1. If you choose "Full Conversion" then Column BA (AMOUNT) and Column BB (TAXES) BOTH values will be convert based on selected Currency in (Column L). 2. If you choose "Partial Conversion" then Column BA (AMOUNT) only will be converted based on selected currency (Column L) and Column BB (TAXES) value (INR) will be added to the converted values.
Note on K210: gepadmin: 1. If you choose "Full Conversion" then Column BA (AMOUNT) and Column BB (TAXES) BOTH values will be convert based on selected Currency in (Column L). 2. If you choose "Partial Conversion" then Column BA (AMOUNT) only will be converted based on selected currency (Column L) and Column BB (TAXES) value (INR) will be added to the converted values.
Note on K211: gepadmin: 1. If you choose "Full Conversion" then Column BA (AMOUNT) and Column BB (TAXES) BOTH values will be convert based on selected Currency in (Column L). 2. If you choose "Partial Conversion" then Column BA (AMOUNT) only will be converted based on selected currency (Column L) and Column BB (TAXES) value (INR) will be added to the converted values.
Note on K212: gepadmin: 1. If you choose "Full Conversion" then Column BA (AMOUNT) and Column BB (TAXES) BOTH values will be convert based on selected Currency in (Column L). 2. If you choose "Partial Conversion" then Column BA (AMOUNT) only will be converted based on selected currency (Column L) and Column BB (TAXES) value (INR) will be added to the converted values.
Note on K213: gepadmin: 1. If you choose "Full Conversion" then Column BA (AMOUNT) and Column BB (TAXES) BOTH values will be convert based on selected Currency in (Column L). 2. If you choose "Partial Conversion" then Column BA (AMOUNT) only will be converted based on selected currency (Column L) and Column BB (TAXES) value (INR) will be added to the converted values.
Note on K214: gepadmin: 1. If you choose "Full Conversion" then Column BA (AMOUNT) and Column BB (TAXES) BOTH values will be convert based on selected Currency in (Column L). 2. If you choose "Partial Conversion" then Column BA (AMOUNT) only will be converted based on selected currency (Column L) and Column BB (TAXES) value (INR) will be added to the converted values.
Note on K215: gepadmin: 1. If you choose "Full Conversion" then Column BA (AMOUNT) and Column BB (TAXES) BOTH values will be convert based on selected Currency in (Column L). 2. If you choose "Partial Conversion" then Column BA (AMOUNT) only will be converted based on selected currency (Column L) and Column BB (TAXES) value (INR) will be added to the converted values.
Note on K216: gepadmin: 1. If you choose "Full Conversion" then Column BA (AMOUNT) and Column BB (TAXES) BOTH values will be convert based on selected Currency in (Column L). 2. If you choose "Partial Conversion" then Column BA (AMOUNT) only will be converted based on selected currency (Column L) and Column BB (TAXES) value (INR) will be added to the converted values.
Note on K217: gepadmin: 1. If you choose "Full Conversion" then Column BA (AMOUNT) and Column BB (TAXES) BOTH values will be convert based on selected Currency in (Column L). 2. If you choose "Partial Conversion" then Column BA (AMOUNT) only will be converted based on selected currency (Column L) and Column BB (TAXES) value (INR) will be added to the converted values.
Note on K218: gepadmin: 1. If you choose "Full Conversion" then Column BA (AMOUNT) and Column BB (TAXES) BOTH values will be convert based on selected Currency in (Column L). 2. If you choose "Partial Conversion" then Column BA (AMOUNT) only will be converted based on selected currency (Column L) and Column BB (TAXES) value (INR) will be added to the converted values.
Note on K219: gepadmin: 1. If you choose "Full Conversion" then Column BA (AMOUNT) and Column BB (TAXES) BOTH values will be convert based on selected Currency in (Column L). 2. If you choose "Partial Conversion" then Column BA (AMOUNT) only will be converted based on selected currency (Column L) and Column BB (TAXES) value (INR) will be added to the converted values.
Note on K220: gepadmin: 1. If you choose "Full Conversion" then Column BA (AMOUNT) and Column BB (TAXES) BOTH values will be convert based on selected Currency in (Column L). 2. If you choose "Partial Conversion" then Column BA (AMOUNT) only will be converted based on selected currency (Column L) and Column BB (TAXES) value (INR) will be added to the converted values.
Note on K221: gepadmin: 1. If you choose "Full Conversion" then Column BA (AMOUNT) and Column BB (TAXES) BOTH values will be convert based on selected Currency in (Column L). 2. If you choose "Partial Conversion" then Column BA (AMOUNT) only will be converted based on selected currency (Column L) and Column BB (TAXES) value (INR) will be added to the converted values.
Note on K222: gepadmin: 1. If you choose "Full Conversion" then Column BA (AMOUNT) and Column BB (TAXES) BOTH values will be convert based on selected Currency in (Column L). 2. If you choose "Partial Conversion" then Column BA (AMOUNT) only will be converted based on selected currency (Column L) and Column BB (TAXES) value (INR) will be added to the converted values.
Note on K223: gepadmin: 1. If you choose "Full Conversion" then Column BA (AMOUNT) and Column BB (TAXES) BOTH values will be convert based on selected Currency in (Column L). 2. If you choose "Partial Conversion" then Column BA (AMOUNT) only will be converted based on selected currency (Column L) and Column BB (TAXES) value (INR) will be added to the converted values.
Note on K224: gepadmin: 1. If you choose "Full Conversion" then Column BA (AMOUNT) and Column BB (TAXES) BOTH values will be convert based on selected Currency in (Column L). 2. If you choose "Partial Conversion" then Column BA (AMOUNT) only will be converted based on selected currency (Column L) and Column BB (TAXES) value (INR) will be added to the converted values.
Note on K225: gepadmin: 1. If you choose "Full Conversion" then Column BA (AMOUNT) and Column BB (TAXES) BOTH values will be convert based on selected Currency in (Column L). 2. If you choose "Partial Conversion" then Column BA (AMOUNT) only will be converted based on selected currency (Column L) and Column BB (TAXES) value (INR) will be added to the converted values.
Note on K226: gepadmin: 1. If you choose "Full Conversion" then Column BA (AMOUNT) and Column BB (TAXES) BOTH values will be convert based on selected Currency in (Column L). 2. If you choose "Partial Conversion" then Column BA (AMOUNT) only will be converted based on selected currency (Column L) and Column BB (TAXES) value (INR) will be added to the converted values.
Note on K227: gepadmin: 1. If you choose "Full Conversion" then Column BA (AMOUNT) and Column BB (TAXES) BOTH values will be convert based on selected Currency in (Column L). 2. If you choose "Partial Conversion" then Column BA (AMOUNT) only will be converted based on selected currency (Column L) and Column BB (TAXES) value (INR) will be added to the converted values.
Note on K228: gepadmin: 1. If you choose "Full Conversion" then Column BA (AMOUNT) and Column BB (TAXES) BOTH values will be convert based on selected Currency in (Column L). 2. If you choose "Partial Conversion" then Column BA (AMOUNT) only will be converted based on selected currency (Column L) and Column BB (TAXES) value (INR) will be added to the converted values.
Note on K229: gepadmin: 1. If you choose "Full Conversion" then Column BA (AMOUNT) and Column BB (TAXES) BOTH values will be convert based on selected Currency in (Column L). 2. If you choose "Partial Conversion" then Column BA (AMOUNT) only will be converted based on selected currency (Column L) and Column BB (TAXES) value (INR) will be added to the converted values.
Note on K230: gepadmin: 1. If you choose "Full Conversion" then Column BA (AMOUNT) and Column BB (TAXES) BOTH values will be convert based on selected Currency in (Column L). 2. If you choose "Partial Conversion" then Column BA (AMOUNT) only will be converted based on selected currency (Column L) and Column BB (TAXES) value (INR) will be added to the converted values.
Note on K231: gepadmin: 1. If you choose "Full Conversion" then Column BA (AMOUNT) and Column BB (TAXES) BOTH values will be convert based on selected Currency in (Column L). 2. If you choose "Partial Conversion" then Column BA (AMOUNT) only will be converted based on selected currency (Column L) and Column BB (TAXES) value (INR) will be added to the converted values.
Note on K232: gepadmin: 1. If you choose "Full Conversion" then Column BA (AMOUNT) and Column BB (TAXES) BOTH values will be convert based on selected Currency in (Column L). 2. If you choose "Partial Conversion" then Column BA (AMOUNT) only will be converted based on selected currency (Column L) and Column BB (TAXES) value (INR) will be added to the converted values.
Note on K233: gepadmin: 1. If you choose "Full Conversion" then Column BA (AMOUNT) and Column BB (TAXES) BOTH values will be convert based on selected Currency in (Column L). 2. If you choose "Partial Conversion" then Column BA (AMOUNT) only will be converted based on selected currency (Column L) and Column BB (TAXES) value (INR) will be added to the converted values.
Note on K234: gepadmin: 1. If you choose "Full Conversion" then Column BA (AMOUNT) and Column BB (TAXES) BOTH values will be convert based on selected Currency in (Column L). 2. If you choose "Partial Conversion" then Column BA (AMOUNT) only will be converted based on selected currency (Column L) and Column BB (TAXES) value (INR) will be added to the converted values.
Note on K235: gepadmin: 1. If you choose "Full Conversion" then Column BA (AMOUNT) and Column BB (TAXES) BOTH values will be convert based on selected Currency in (Column L). 2. If you choose "Partial Conversion" then Column BA (AMOUNT) only will be converted based on selected currency (Column L) and Column BB (TAXES) value (INR) will be added to the converted values.
Note on K236: gepadmin: 1. If you choose "Full Conversion" then Column BA (AMOUNT) and Column BB (TAXES) BOTH values will be convert based on selected Currency in (Column L). 2. If you choose "Partial Conversion" then Column BA (AMOUNT) only will be converted based on selected currency (Column L) and Column BB (TAXES) value (INR) will be added to the converted values.
Note on K237: gepadmin: 1. If you choose "Full Conversion" then Column BA (AMOUNT) and Column BB (TAXES) BOTH values will be convert based on selected Currency in (Column L). 2. If you choose "Partial Conversion" then Column BA (AMOUNT) only will be converted based on selected currency (Column L) and Column BB (TAXES) value (INR) will be added to the converted values.
Note on K238: gepadmin: 1. If you choose "Full Conversion" then Column BA (AMOUNT) and Column BB (TAXES) BOTH values will be convert based on selected Currency in (Column L). 2. If you choose "Partial Conversion" then Column BA (AMOUNT) only will be converted based on selected currency (Column L) and Column BB (TAXES) value (INR) will be added to the converted values.
Note on K239: gepadmin: 1. If you choose "Full Conversion" then Column BA (AMOUNT) and Column BB (TAXES) BOTH values will be convert based on selected Currency in (Column L). 2. If you choose "Partial Conversion" then Column BA (AMOUNT) only will be converted based on selected currency (Column L) and Column BB (TAXES) value (INR) will be added to the converted values.
Note on K240: gepadmin: 1. If you choose "Full Conversion" then Column BA (AMOUNT) and Column BB (TAXES) BOTH values will be convert based on selected Currency in (Column L). 2. If you choose "Partial Conversion" then Column BA (AMOUNT) only will be converted based on selected currency (Column L) and Column BB (TAXES) value (INR) will be added to the converted values.
Note on K241: gepadmin: 1. If you choose "Full Conversion" then Column BA (AMOUNT) and Column BB (TAXES) BOTH values will be convert based on selected Currency in (Column L). 2. If you choose "Partial Conversion" then Column BA (AMOUNT) only will be converted based on selected currency (Column L) and Column BB (TAXES) value (INR) will be added to the converted values.
Note on K242: gepadmin: 1. If you choose "Full Conversion" then Column BA (AMOUNT) and Column BB (TAXES) BOTH values will be convert based on selected Currency in (Column L). 2. If you choose "Partial Conversion" then Column BA (AMOUNT) only will be converted based on selected currency (Column L) and Column BB (TAXES) value (INR) will be added to the converted values.
Note on K243: gepadmin: 1. If you choose "Full Conversion" then Column BA (AMOUNT) and Column BB (TAXES) BOTH values will be convert based on selected Currency in (Column L). 2. If you choose "Partial Conversion" then Column BA (AMOUNT) only will be converted based on selected currency (Column L) and Column BB (TAXES) value (INR) will be added to the converted values.
Note on K244: gepadmin: 1. If you choose "Full Conversion" then Column BA (AMOUNT) and Column BB (TAXES) BOTH values will be convert based on selected Currency in (Column L). 2. If you choose "Partial Conversion" then Column BA (AMOUNT) only will be converted based on selected currency (Column L) and Column BB (TAXES) value (INR) will be added to the converted values.
Note on K245: gepadmin: 1. If you choose "Full Conversion" then Column BA (AMOUNT) and Column BB (TAXES) BOTH values will be convert based on selected Currency in (Column L). 2. If you choose "Partial Conversion" then Column BA (AMOUNT) only will be converted based on selected currency (Column L) and Column BB (TAXES) value (INR) will be added to the converted values.
Note on K246: gepadmin: 1. If you choose "Full Conversion" then Column BA (AMOUNT) and Column BB (TAXES) BOTH values will be convert based on selected Currency in (Column L). 2. If you choose "Partial Conversion" then Column BA (AMOUNT) only will be converted based on selected currency (Column L) and Column BB (TAXES) value (INR) will be added to the converted values.
Note on K247: gepadmin: 1. If you choose "Full Conversion" then Column BA (AMOUNT) and Column BB (TAXES) BOTH values will be convert based on selected Currency in (Column L). 2. If you choose "Partial Conversion" then Column BA (AMOUNT) only will be converted based on selected currency (Column L) and Column BB (TAXES) value (INR) will be added to the converted values.
Note on K248: gepadmin: 1. If you choose "Full Conversion" then Column BA (AMOUNT) and Column BB (TAXES) BOTH values will be convert based on selected Currency in (Column L). 2. If you choose "Partial Conversion" then Column BA (AMOUNT) only will be converted based on selected currency (Column L) and Column BB (TAXES) value (INR) will be added to the converted values.
Note on K249: gepadmin: 1. If you choose "Full Conversion" then Column BA (AMOUNT) and Column BB (TAXES) BOTH values will be convert based on selected Currency in (Column L). 2. If you choose "Partial Conversion" then Column BA (AMOUNT) only will be converted based on selected currency (Column L) and Column BB (TAXES) value (INR) will be added to the converted values.
Note on K250: gepadmin: 1. If you choose "Full Conversion" then Column BA (AMOUNT) and Column BB (TAXES) BOTH values will be convert based on selected Currency in (Column L). 2. If you choose "Partial Conversion" then Column BA (AMOUNT) only will be converted based on selected currency (Column L) and Column BB (TAXES) value (INR) will be added to the converted values.
Note on K251: gepadmin: 1. If you choose "Full Conversion" then Column BA (AMOUNT) and Column BB (TAXES) BOTH values will be convert based on selected Currency in (Column L). 2. If you choose "Partial Conversion" then Column BA (AMOUNT) only will be converted based on selected currency (Column L) and Column BB (TAXES) value (INR) will be added to the converted values.
Note on K252: gepadmin: 1. If you choose "Full Conversion" then Column BA (AMOUNT) and Column BB (TAXES) BOTH values will be convert based on selected Currency in (Column L). 2. If you choose "Partial Conversion" then Column BA (AMOUNT) only will be converted based on selected currency (Column L) and Column BB (TAXES) value (INR) will be added to the converted values.
Note on K253: gepadmin: 1. If you choose "Full Conversion" then Column BA (AMOUNT) and Column BB (TAXES) BOTH values will be convert based on selected Currency in (Column L). 2. If you choose "Partial Conversion" then Column BA (AMOUNT) only will be converted based on selected currency (Column L) and Column BB (TAXES) value (INR) will be added to the converted values.
Note on K254: gepadmin: 1. If you choose "Full Conversion" then Column BA (AMOUNT) and Column BB (TAXES) BOTH values will be convert based on selected Currency in (Column L). 2. If you choose "Partial Conversion" then Column BA (AMOUNT) only will be converted based on selected currency (Column L) and Column BB (TAXES) value (INR) will be added to the converted values.
Note on K255: gepadmin: 1. If you choose "Full Conversion" then Column BA (AMOUNT) and Column BB (TAXES) BOTH values will be convert based on selected Currency in (Column L). 2. If you choose "Partial Conversion" then Column BA (AMOUNT) only will be converted based on selected currency (Column L) and Column BB (TAXES) value (INR) will be added to the converted values.
Note on K256: gepadmin: 1. If you choose "Full Conversion" then Column BA (AMOUNT) and Column BB (TAXES) BOTH values will be convert based on selected Currency in (Column L). 2. If you choose "Partial Conversion" then Column BA (AMOUNT) only will be converted based on selected currency (Column L) and Column BB (TAXES) value (INR) will be added to the converted values.
Note on K257: gepadmin: 1. If you choose "Full Conversion" then Column BA (AMOUNT) and Column BB (TAXES) BOTH values will be convert based on selected Currency in (Column L). 2. If you choose "Partial Conversion" then Column BA (AMOUNT) only will be converted based on selected currency (Column L) and Column BB (TAXES) value (INR) will be added to the converted values.
Note on K258: gepadmin: 1. If you choose "Full Conversion" then Column BA (AMOUNT) and Column BB (TAXES) BOTH values will be convert based on selected Currency in (Column L). 2. If you choose "Partial Conversion" then Column BA (AMOUNT) only will be converted based on selected currency (Column L) and Column BB (TAXES) value (INR) will be added to the converted values.
Note on K259: gepadmin: 1. If you choose "Full Conversion" then Column BA (AMOUNT) and Column BB (TAXES) BOTH values will be convert based on selected Currency in (Column L). 2. If you choose "Partial Conversion" then Column BA (AMOUNT) only will be converted based on selected currency (Column L) and Column BB (TAXES) value (INR) will be added to the converted values.
Note on K260: gepadmin: 1. If you choose "Full Conversion" then Column BA (AMOUNT) and Column BB (TAXES) BOTH values will be convert based on selected Currency in (Column L). 2. If you choose "Partial Conversion" then Column BA (AMOUNT) only will be converted based on selected currency (Column L) and Column BB (TAXES) value (INR) will be added to the converted values.
Note on K261: gepadmin: 1. If you choose "Full Conversion" then Column BA (AMOUNT) and Column BB (TAXES) BOTH values will be convert based on selected Currency in (Column L). 2. If you choose "Partial Conversion" then Column BA (AMOUNT) only will be converted based on selected currency (Column L) and Column BB (TAXES) value (INR) will be added to the converted values.
Note on K262: gepadmin: 1. If you choose "Full Conversion" then Column BA (AMOUNT) and Column BB (TAXES) BOTH values will be convert based on selected Currency in (Column L). 2. If you choose "Partial Conversion" then Column BA (AMOUNT) only will be converted based on selected currency (Column L) and Column BB (TAXES) value (INR) will be added to the converted values.
Note on K263: gepadmin: 1. If you choose "Full Conversion" then Column BA (AMOUNT) and Column BB (TAXES) BOTH values will be convert based on selected Currency in (Column L). 2. If you choose "Partial Conversion" then Column BA (AMOUNT) only will be converted based on selected currency (Column L) and Column BB (TAXES) value (INR) will be added to the converted values.
Note on K264: gepadmin: 1. If you choose "Full Conversion" then Column BA (AMOUNT) and Column BB (TAXES) BOTH values will be convert based on selected Currency in (Column L). 2. If you choose "Partial Conversion" then Column BA (AMOUNT) only will be converted based on selected currency (Column L) and Column BB (TAXES) value (INR) will be added to the converted values.
Note on K265: gepadmin: 1. If you choose "Full Conversion" then Column BA (AMOUNT) and Column BB (TAXES) BOTH values will be convert based on selected Currency in (Column L). 2. If you choose "Partial Conversion" then Column BA (AMOUNT) only will be converted based on selected currency (Column L) and Column BB (TAXES) value (INR) will be added to the converted values.
Note on K266: gepadmin: 1. If you choose "Full Conversion" then Column BA (AMOUNT) and Column BB (TAXES) BOTH values will be convert based on selected Currency in (Column L). 2. If you choose "Partial Conversion" then Column BA (AMOUNT) only will be converted based on selected currency (Column L) and Column BB (TAXES) value (INR) will be added to the converted values.
Note on K267: gepadmin: 1. If you choose "Full Conversion" then Column BA (AMOUNT) and Column BB (TAXES) BOTH values will be convert based on selected Currency in (Column L). 2. If you choose "Partial Conversion" then Column BA (AMOUNT) only will be converted based on selected currency (Column L) and Column BB (TAXES) value (INR) will be added to the converted values.
Note on K268: gepadmin: 1. If you choose "Full Conversion" then Column BA (AMOUNT) and Column BB (TAXES) BOTH values will be convert based on selected Currency in (Column L). 2. If you choose "Partial Conversion" then Column BA (AMOUNT) only will be converted based on selected currency (Column L) and Column BB (TAXES) value (INR) will be added to the converted values.
Note on K269: gepadmin: 1. If you choose "Full Conversion" then Column BA (AMOUNT) and Column BB (TAXES) BOTH values will be convert based on selected Currency in (Column L). 2. If you choose "Partial Conversion" then Column BA (AMOUNT) only will be converted based on selected currency (Column L) and Column BB (TAXES) value (INR) will be added to the converted values.
Note on K270: gepadmin: 1. If you choose "Full Conversion" then Column BA (AMOUNT) and Column BB (TAXES) BOTH values will be convert based on selected Currency in (Column L). 2. If you choose "Partial Conversion" then Column BA (AMOUNT) only will be converted based on selected currency (Column L) and Column BB (TAXES) value (INR) will be added to the converted values.
Note on K271: gepadmin: 1. If you choose "Full Conversion" then Column BA (AMOUNT) and Column BB (TAXES) BOTH values will be convert based on selected Currency in (Column L). 2. If you choose "Partial Conversion" then Column BA (AMOUNT) only will be converted based on selected currency (Column L) and Column BB (TAXES) value (INR) will be added to the converted values.
Note on K272: gepadmin: 1. If you choose "Full Conversion" then Column BA (AMOUNT) and Column BB (TAXES) BOTH values will be convert based on selected Currency in (Column L). 2. If you choose "Partial Conversion" then Column BA (AMOUNT) only will be converted based on selected currency (Column L) and Column BB (TAXES) value (INR) will be added to the converted values.
Note on K273: gepadmin: 1. If you choose "Full Conversion" then Column BA (AMOUNT) and Column BB (TAXES) BOTH values will be convert based on selected Currency in (Column L). 2. If you choose "Partial Conversion" then Column BA (AMOUNT) only will be converted based on selected currency (Column L) and Column BB (TAXES) value (INR) will be added to the converted values.
Note on K274: gepadmin: 1. If you choose "Full Conversion" then Column BA (AMOUNT) and Column BB (TAXES) BOTH values will be convert based on selected Currency in (Column L). 2. If you choose "Partial Conversion" then Column BA (AMOUNT) only will be converted based on selected currency (Column L) and Column BB (TAXES) value (INR) will be added to the converted values.
Note on K275: gepadmin: 1. If you choose "Full Conversion" then Column BA (AMOUNT) and Column BB (TAXES) BOTH values will be convert based on selected Currency in (Column L). 2. If you choose "Partial Conversion" then Column BA (AMOUNT) only will be converted based on selected currency (Column L) and Column BB (TAXES) value (INR) will be added to the converted values.
Note on K276: gepadmin: 1. If you choose "Full Conversion" then Column BA (AMOUNT) and Column BB (TAXES) BOTH values will be convert based on selected Currency in (Column L). 2. If you choose "Partial Conversion" then Column BA (AMOUNT) only will be converted based on selected currency (Column L) and Column BB (TAXES) value (INR) will be added to the converted values.
Note on K277: gepadmin: 1. If you choose "Full Conversion" then Column BA (AMOUNT) and Column BB (TAXES) BOTH values will be convert based on selected Currency in (Column L). 2. If you choose "Partial Conversion" then Column BA (AMOUNT) only will be converted based on selected currency (Column L) and Column BB (TAXES) value (INR) will be added to the converted values.
Note on K278: gepadmin: 1. If you choose "Full Conversion" then Column BA (AMOUNT) and Column BB (TAXES) BOTH values will be convert based on selected Currency in (Column L). 2. If you choose "Partial Conversion" then Column BA (AMOUNT) only will be converted based on selected currency (Column L) and Column BB (TAXES) value (INR) will be added to the converted values.
Note on K279: gepadmin: 1. If you choose "Full Conversion" then Column BA (AMOUNT) and Column BB (TAXES) BOTH values will be convert based on selected Currency in (Column L). 2. If you choose "Partial Conversion" then Column BA (AMOUNT) only will be converted based on selected currency (Column L) and Column BB (TAXES) value (INR) will be added to the converted values.
Note on K280: gepadmin: 1. If you choose "Full Conversion" then Column BA (AMOUNT) and Column BB (TAXES) BOTH values will be convert based on selected Currency in (Column L). 2. If you choose "Partial Conversion" then Column BA (AMOUNT) only will be converted based on selected currency (Column L) and Column BB (TAXES) value (INR) will be added to the converted values.
Note on K281: gepadmin: 1. If you choose "Full Conversion" then Column BA (AMOUNT) and Column BB (TAXES) BOTH values will be convert based on selected Currency in (Column L). 2. If you choose "Partial Conversion" then Column BA (AMOUNT) only will be converted based on selected currency (Column L) and Column BB (TAXES) value (INR) will be added to the converted values.
Note on K282: gepadmin: 1. If you choose "Full Conversion" then Column BA (AMOUNT) and Column BB (TAXES) BOTH values will be convert based on selected Currency in (Column L). 2. If you choose "Partial Conversion" then Column BA (AMOUNT) only will be converted based on selected currency (Column L) and Column BB (TAXES) value (INR) will be added to the converted values.
Note on K283: gepadmin: 1. If you choose "Full Conversion" then Column BA (AMOUNT) and Column BB (TAXES) BOTH values will be convert based on selected Currency in (Column L). 2. If you choose "Partial Conversion" then Column BA (AMOUNT) only will be converted based on selected currency (Column L) and Column BB (TAXES) value (INR) will be added to the converted values.
Note on K284: gepadmin: 1. If you choose "Full Conversion" then Column BA (AMOUNT) and Column BB (TAXES) BOTH values will be convert based on selected Currency in (Column L). 2. If you choose "Partial Conversion" then Column BA (AMOUNT) only will be converted based on selected currency (Column L) and Column BB (TAXES) value (INR) will be added to the converted values.
Note on K285: gepadmin: 1. If you choose "Full Conversion" then Column BA (AMOUNT) and Column BB (TAXES) BOTH values will be convert based on selected Currency in (Column L). 2. If you choose "Partial Conversion" then Column BA (AMOUNT) only will be converted based on selected currency (Column L) and Column BB (TAXES) value (INR) will be added to the converted values.
Note on K286: gepadmin: 1. If you choose "Full Conversion" then Column BA (AMOUNT) and Column BB (TAXES) BOTH values will be convert based on selected Currency in (Column L). 2. If you choose "Partial Conversion" then Column BA (AMOUNT) only will be converted based on selected currency (Column L) and Column BB (TAXES) value (INR) will be added to the converted values.
Note on K287: gepadmin: 1. If you choose "Full Conversion" then Column BA (AMOUNT) and Column BB (TAXES) BOTH values will be convert based on selected Currency in (Column L). 2. If you choose "Partial Conversion" then Column BA (AMOUNT) only will be converted based on selected currency (Column L) and Column BB (TAXES) value (INR) will be added to the converted values.
Note on K288: gepadmin: 1. If you choose "Full Conversion" then Column BA (AMOUNT) and Column BB (TAXES) BOTH values will be convert based on selected Currency in (Column L). 2. If you choose "Partial Conversion" then Column BA (AMOUNT) only will be converted based on selected currency (Column L) and Column BB (TAXES) value (INR) will be added to the converted values.
Note on K289: gepadmin: 1. If you choose "Full Conversion" then Column BA (AMOUNT) and Column BB (TAXES) BOTH values will be convert based on selected Currency in (Column L). 2. If you choose "Partial Conversion" then Column BA (AMOUNT) only will be converted based on selected currency (Column L) and Column BB (TAXES) value (INR) will be added to the converted values.
Note on K290: gepadmin: 1. If you choose "Full Conversion" then Column BA (AMOUNT) and Column BB (TAXES) BOTH values will be convert based on selected Currency in (Column L). 2. If you choose "Partial Conversion" then Column BA (AMOUNT) only will be converted based on selected currency (Column L) and Column BB (TAXES) value (INR) will be added to the converted values.
Note on K291: gepadmin: 1. If you choose "Full Conversion" then Column BA (AMOUNT) and Column BB (TAXES) BOTH values will be convert based on selected Currency in (Column L). 2. If you choose "Partial Conversion" then Column BA (AMOUNT) only will be converted based on selected currency (Column L) and Column BB (TAXES) value (INR) will be added to the converted values.
Note on K292: gepadmin: 1. If you choose "Full Conversion" then Column BA (AMOUNT) and Column BB (TAXES) BOTH values will be convert based on selected Currency in (Column L). 2. If you choose "Partial Conversion" then Column BA (AMOUNT) only will be converted based on selected currency (Column L) and Column BB (TAXES) value (INR) will be added to the converted values.
Note on K293: gepadmin: 1. If you choose "Full Conversion" then Column BA (AMOUNT) and Column BB (TAXES) BOTH values will be convert based on selected Currency in (Column L). 2. If you choose "Partial Conversion" then Column BA (AMOUNT) only will be converted based on selected currency (Column L) and Column BB (TAXES) value (INR) will be added to the converted values.
Note on K294: gepadmin: 1. If you choose "Full Conversion" then Column BA (AMOUNT) and Column BB (TAXES) BOTH values will be convert based on selected Currency in (Column L). 2. If you choose "Partial Conversion" then Column BA (AMOUNT) only will be converted based on selected currency (Column L) and Column BB (TAXES) value (INR) will be added to the converted values.
Note on K295: gepadmin: 1. If you choose "Full Conversion" then Column BA (AMOUNT) and Column BB (TAXES) BOTH values will be convert based on selected Currency in (Column L). 2. If you choose "Partial Conversion" then Column BA (AMOUNT) only will be converted based on selected currency (Column L) and Column BB (TAXES) value (INR) will be added to the converted values.
Note on K296: gepadmin: 1. If you choose "Full Conversion" then Column BA (AMOUNT) and Column BB (TAXES) BOTH values will be convert based on selected Currency in (Column L). 2. If you choose "Partial Conversion" then Column BA (AMOUNT) only will be converted based on selected currency (Column L) and Column BB (TAXES) value (INR) will be added to the converted values.
Note on K297: gepadmin: 1. If you choose "Full Conversion" then Column BA (AMOUNT) and Column BB (TAXES) BOTH values will be convert based on selected Currency in (Column L). 2. If you choose "Partial Conversion" then Column BA (AMOUNT) only will be converted based on selected currency (Column L) and Column BB (TAXES) value (INR) will be added to the converted values.
Note on K298: gepadmin: 1. If you choose "Full Conversion" then Column BA (AMOUNT) and Column BB (TAXES) BOTH values will be convert based on selected Currency in (Column L). 2. If you choose "Partial Conversion" then Column BA (AMOUNT) only will be converted based on selected currency (Column L) and Column BB (TAXES) value (INR) will be added to the converted values.
Note on K299: gepadmin: 1. If you choose "Full Conversion" then Column BA (AMOUNT) and Column BB (TAXES) BOTH values will be convert based on selected Currency in (Column L). 2. If you choose "Partial Conversion" then Column BA (AMOUNT) only will be converted based on selected currency (Column L) and Column BB (TAXES) value (INR) will be added to the converted values.
Validate
Print
Help

## Macros
Please Enable Macros to View BoQ information